## version_notes
Date | Version | Change type | Release notes | Tab Name | Cell Reference | Link
2019-12-26 | 1 | Initial release | Initial public release of template. Emailed to service list and posted to https://www.cpuc.ca.gov/General.aspx?id=6442459770 | N/A | N/A | N/A
2020-02-14 | 2 | General | Added version_notes tab for documenting changes between versions. | This tab | N/A | N/A
2020-02-14 | 2 | General | Highlighted changes since v1 in yellow for ease of finding. | Throughout workbook; see below. | Throughout workbook; see below. | Throughout workbook; see below.
2020-02-14 | 2 | General | Added hyperlinks to new changes for ease of finding (see columns to the right of this table). | This tab | N/A | N/A
2020-02-14 | 2 | Instructions | General update to instructions tabs to reflect new changes listed below, and questions from the 1/16 webinar. | N/A | N/A | N/A
2020-02-14 | 2 | Instructions | New deadline of July 1st, 2020 for submitting this workbook. | instructions_3_high_level_steps | D15 | #instructions_3_high_level_steps!D15
2020-02-14 | 2 | Instructions | Instructions now specify a cutoff date of 4/30/2020 for determining the set of contracts that are planned, online, or under development. | instructions_3_high_level_steps | D4 | #instructions_3_high_level_steps!D4
2020-02-14 | 2 | Instructions | Changed instructions to clarify, for storage_max_discharge: If the resource is a storage or hybrid resource, report the battery's maximum rate of discharge in MW here. | instructions_7_data_dict | D31 | #instructions_7_data_dict!D31
2020-02-14 | 2 | Hybrid / storage accounting | Reordered columns in unique_contracts to group the hybrid-resource related items together. All variables related to hybrids now have "hybrid" in the name. | unique_contracts | U:X | #unique_contracts!U:X
2020-02-14 | 2 | Hybrid / storage accounting | Added is_hybrid field (1 or 0) to clearly identify hybrid resources. | unique_contracts | U1 | #unique_contracts!U1
2020-02-14 | 2 | Hybrid / storage accounting | Add a new hybrid resource variable: hybrid_combined_max_mw . This is the maximum rate of discharge of the hybrid resource (including generator + battery). E.g. a hybrid could be 100 MW solar, 20 MW 4-hr battery, but only have a max total MW of 110 MW. This field would contain 110. | unique_contracts | W1 | #unique_contracts!W1
2020-02-14 | 2 | Hybrid / storage accounting | Add new var, hybrid_can_charge_from_grid : 1/0 variable. 1 means can charge from grid as well as the resource to which it is paired, 0 means it can only charge from the paired resource. | unique_contracts | X1 | #unique_contracts!X1
2020-02-14 | 2 | Accounting for incremental resources per D. 19-11-016 | Added instructions for the following special case resources counting towards the D.19-11-016 procurement requirement: new build resources that are energy-only in 2021, demand side resources, and upgrades to existing resources (including capacity increases or adding a battery to an existing resource to make a hybrid resouce). | instructions_10_incrementality | A1 | #instructions_10_incrementality!A1
2020-02-14 | 2 | Contract Types | The "planned" contract type is now split into planned_existing and planned_new. Definitions are provided in the contract_status tab. | contract_status | A5 | #contract_status!A5
2020-02-14 | 2 | monthly_gwh_mw tab | Template now prompts users to fill out a MW amount for ALL imports, unspecified and specified. | resources | D:D | #resources!D:D
2020-02-14 | 2 | monthly_gwh_mw tab | For transfer_purchase and transfer_sale, template now asks for approximate resource mix in note. | resources | B:B | #resources!B:B
2020-02-14 | 2 | Resource list | Updated baseline resources list in "resources" tab to reflect 1/3/2020 ALJ ruling finalizing baseline, available at https://www.cpuc.ca.gov/General.aspx?id=6442463413 . Staff crosswalked and combined this new list, the list included in v1, and the latest CAISO NQC list to get the most complete set of resource names possible. Note that some of these identifiers from these two datasets might be redundant and "point" to the same resource; LSEs can use whichever one they prefer. For resources in the baseline list with no CAISO ID, staff used the generator name as the identifier. | resources | A:I | #resources!A:I
2020-02-14 | 2 | Resource list | Corrected note types for unspecified_imports | resources | B:B | #resources!B:B
2020-02-14 | 2 | Resource list | Corrected note type for unbundled_rec | resources | B:B | #resources!B:B
2020-02-14 | 2 | Resource list | Corrected note type for unspecified_non_import | resources | B:B | #resources!B:B
2020-02-14 | 2 | Resource list | Changed supertype names for clarity. | instructions_8_supertypes | A:A | #instructions_8_supertypes!A:A
2020-02-14 | 2 | Resource list | Added "sellers_choice" contract option for resource ("special" supertype). | instructions_9_special_notes | A9 | #instructions_9_special_notes!A9
2020-02-14 | 2 | unique_contracts tab | The unique_contracts tab now asks for online_date for new resources. | unique_contracts | F:F | #unique_contracts!F:F
2020-02-14 | 2 | unique_contracts tab | Added columns to account for incrementality of resources per CPUC Decision 19-11-016. | unique_contracts | M:N | #unique_contracts!M:N
2020-02-14 | 2 | unique_contracts tab | Template now requests contract execution date. | unique_contracts | G:G | #unique_contracts!G:G
2020-02-14 | 2 | monthly_gwh_mw tab | Contract status is now a blue field rather than a purple one, meaning it is NOT auto-populated and the LSE must fill it out. | monthly_gwh_mw | I:I | #monthly_gwh_mw!I:I
2020-02-14 | 2 | monthly_gwh_mw tab | Added currently_online field in purple. | monthly_gwh_mw | N:N | #monthly_gwh_mw!N:N
2020-02-14 | 2 | Instructions | Added language to clarify the purpose of notes and why they are needed for staff to uniquely identify contracts | instructions_5_notes_explained | A5 | #instructions_5_notes_explained!A5
2020-02-25 | 2a | Contracts tab | Added lookup formulas to show max MW (nameplate for physical resources) and NQC MW in the contracts tab. These are used 1) for LSE data checking and 2) summed up in the new incremental procurement dashboard in the "dashboard" tab. | unique_contracts | AJ:AQ | #unique_contracts!AJ:AQ
2020-02-25 | 2a | Dashboard tab | Added table to calculate incremental procurement per D.19-11-016 to "dashboard" tab. | dashboard | B15 | #dashboard!B15
2020-02-25 | 2a | monthly_gwh_mw tab and unique_contracts tab | Added some example data to demonstrate new incremental procurement counting functionality, lines 49-51 in the monthly_gwh_mw tab | monthly_gwh_mw | 49:51 | #monthly_gwh_mw!49:51
2020-02-25 | 2a | Instructions | Added language to clarify that "baseline" refers to baseline in D.19-11-016 against which incremental procurement will be measured, not baseline for capacity expansion modeling purposes. | instructions_1_general | A9 | #instructions_1_general!A9
2020-02-25 | 2a | Resource list | unspecified_import resource type is no longer counted as incremental for purposes of D.19-11-016. | resources | H1888 | #resources!H1888
2020-02-25 | 2a | Instructions | Clarified language around contract time frames to report. | instructions_3_high_level_steps | D4 | #instructions_3_high_level_steps!D4
2020-02-25 | 2a | Instructions | Corrected language around "new" contracts and RESOLVE-selected resources in instructions_8. | instructions_8_supertypes | B5:B6 | #instructions_8_supertypes!B5:B6
2020-02-25 | 2b | Contracts tab | Wording tweaks to definition of "development" resources | contract_status | B3 | #contract_status!B3
2020-05-11 | 3 | Instructions | Updated due date for this data template to September 1, 2020. | instructions_1_general | A5 | #instructions_1_general!A5
2020-05-11 | 3 | Instructions | Cutoff for determining contract status is now June 30th, 2020. | instructions_3_high_level_steps | D8 | #instructions_3_high_level_steps!D8
2020-05-11 | 3 | Instructions | Added instructions for "opt-out" LSEs as identified in D.19-11-016. | instructions_3_high_level_steps | D8 | #instructions_3_high_level_steps!D8
2020-05-11 | 3 | Instructions | Per Ordering Paragraphs (OPs) 2 and 3 of D.20-03-028 and the latest Narrative Template, LSEs must now submit at least two data templates, one "preferred conforming" for a 46 MMT portfolio and another "preferred conforming" for a 38 MMT portfolio (and more than two if the LSE plans on submitting multiple conforming or alternative portfolios). Instructions are updated to reflect this. | instructions_3_high_level_steps | D3 | #instructions_3_high_level_steps!D3
2020-05-11 | 3 | Instructions | Updated submission instructions, including new rules on naming conventions for multiple conforming/preferred/alternative portfolios. | instructions_3_high_level_steps | D19 | #instructions_3_high_level_steps!D19
2020-05-11 | 3 | Instructions | Updated data dictionary to include fields added to template since v2. | instructions_7_data_dict | C17 | #instructions_7_data_dict!C17
2020-05-11 | 3 | Dashboard tab | Dashboard now contains a System Reliability Progress Tracking Table, displaying estimated NQC by resource type and planned/existing status for a given month. This table now uses the CPUC’s currently adopted monthly average ELCC in the short term (2020-2023), and RESOLVE-calculated average ELCC in the long term (2024-2030). Wind has different ELCC values, a "high" and a "low" depending on its capacity factor; see the "resources" tab for an assignment of wind resources to ELCC values. Note that this table is different from the D.19-11-016 incremental procurement NQC, because that decision specifies different counting rules than the "standard" NQC used in PRM calculations. | dashboard | C6 | #dashboard!C6
2020-05-11 | 3 | monthly_gwh_mw tab | ELCC types are now assigned on a by-resource level, rather than by RESOLVE categories. This change was implemented to allow the updated NQC counting functionality described above. | resources | K:K | #resources!K:K
2020-05-11 | 3 | monthly_gwh_mw tab | ELCC calculation logic is changed in monthly_gwh_mw to accommodate the changes above. This includes formulas for calculating storage NQC. If a battery resource is less than four hour duration, its NQC is derated by [duration in hours / 4 hours]. All storage of 4 hour or more duration has an NQC equal to 100% of its nameplate capacity. | monthly_gwh_mw | O:U | #monthly_gwh_mw!O:U
2020-05-11 | 3 | monthly_gwh_mw tab | Added cns_mapping tab to allow users of this data template to map individual resources to categories in the CNS tool. This tab is for information only and is intended to help LSEs cross-reference their data in the CNS tool with their data in this template. | cns_mapping | A1 | #cns_mapping!A1
2020-05-11 | 3 | elcc | Updated ELCC values. ELCC is now dependent on the MMT of the portfolio (38 vs 46) and varies by both year and month. This tab assumes 0% NQC for unknown resources (i.e. the template cannot map a type) by default. If type is unknown and you want to get NQC from a resource, you must provide a contracted NQC value. Otherwise the template will estimate zero by default. | elcc | A1 | #elcc!A1
2020-05-11 | 3 | 38 vs 46 MMT portfolio | You must now select 38 or 46 MMT in the portfolio_toggle tab, depending on which portfolio you are entering into this data template. | portfolio_toggle | A1 | #portfolio_toggle!A1
2020-05-11 | 3 | Reliability | The template now estimates a system RA obligation through 2030, based on a user-entered 2021 RA obligation. This will be kept confidential. | estimate_system_ra_requirement | B68 | #estimate_system_ra_requirement!B68
2020-05-11 | 3 | Error checking | Added formulas in Column T of the dashboard tab to test to see if there is a mismatch between the totals of the various tables. This is caused by improper data entry. All of the values here should read "TRUE." If you see FALSE, please correct underlying data. This is often caused by the template being unable to assign an ELCC type to a resource--a formula flags this. | dashboard | T:T | #dashboard!T:T
2020-05-11 | 3 | Reliability | Summary table in dashboard can now display NQC MW for the System Reliability Progress Tracking Table. It will compare this to the RA obligation estimated in the estimate_system_ra_requirement tab. Note that this table can also display GWh by using the toggle in Cell A1. | dashboard | 67:70 | #dashboard!67:70
2020-05-11 | 3 | List of LSEs | Updated list of filing LSEs to match new IRP OIR, available here: http://docs.cpuc.ca.gov/PublishedDocs/Published/G000/M333/K039/333039523.PDF | lse_names | A:A | #lse_names!A:A
2020-05-11 | 3 | Q and A | Added link to CPUC Q&A on this workbook. Please review the Q&A after reviewing the instructions. | instructions_11_q_and_a | A1 | #instructions_11_q_and_a!A1
2020-05-11 | 3 | Instructions | Added new instructions tab for dealing with special case resources: CAM, PCIA, D.19-11-016 optout resources | instructions_12_cam_pcia_optout | A1 | #instructions_12_cam_pcia_optout!A1

## instructions_1_general
General instructions for Load Serving Entities (LSEs):
PURPOSE: This workbook is for reporting your existing and planned energy and capacity contracts in the context of Integrated Resource Planning (IRP).
Please review all the tabs in this workbook carefully before entering data. Follow all instructions.
Once you understand the structure of the workbook, please review the Q&A posted here for more detailed technical questions: ftp://ftp.cpuc.ca.gov/energy/modeling/Filling%20Requirement%20QA%20_%2004232020.pdf
Please send this Resource Data Template to irpdatarequest@cpuc.ca.gov via the CPUC's secure FTP application, following the instructions in Part 3. More information on using the FTP can be found in the Filing Requirements Standards document. You must submit at least two "preferred conforming" portfolios, one corresponding to your 38 MMT portfolio, the other to your 46 MMT portfolio. See instructions_3 for more detail on naming conventions and instructions for submitting optional additional portfolios.
Additional documentation can be found in the Glossary section of the Narrative Template.
Please reach out to IRPDataRequest@cpuc.ca.gov with any questions on the template. Write "2020 Data Template Question" in the subject line.
All numbers should be entered as zero or positive numbers. Do not enter negative numbers.
Only modify the four blue tabs: "portfolio_toggle","monthly_gwh_mw","unique_contracts","estimate_system_ra_requirement". More detailed instructions for using these tabs follows.
Note: all rererences in this template to "baseline" refer to the baseline in D.19-11-016 against which incremental procurement will be measured. It does NOT refer to the RESOLVE baseline, or, more generally, any other baseline used for capacity expansion modeling purposes.
Review, but do not modify, the orange, green and purple tabs.
Do not change the position or text of any of the column headers in any tab (i.e. do not insert rows above the headers; do not insert columns between existing headers). Do not change any of the tab names, or the order in which they appear. There is no need to mark this data as confidential; staff will treat it as confidential.
NOTE ON COLOR CODING: Tabs in this spreadsheet are color-coded to help the user understand and use them effectively. -Broadly speaking, the orange tabs are instructions, the blue tabs are for inputting and validating procurement data, the green tabs are standardized lists of acceptable values that can be entered into the blue tab, and the purple tabs are for error checking and creating summary statistics. -The orange, green and purple tabs should be reviewed, but not modified directly; LSEs should enter their data ONLY in the blue tabs, and use the green and purple tabs to ensure data quality. -More detail on how to use each tab is provided in the instructions.

## instructions_2_tab_overview
Please review the instructions below to determine how to use the tabs of this workbook.
Tab name | Purpose | Description | Instructions to LSE
version_notes | Documentation | Description of v2,v2a,v2b,and v3 changes since initial informal release of workbook on Dec 26, 2019 | Review; do not modify
instructions_1_general | Instructions | General instructions; Overview of purpose and structure of this workbook. | Review; do not modify
instructions_2_tab_overview | Instructions | Tab-specific documentation. | Review; do not modify
instructions_3_high_level_steps | Instructions | Instructions for entering data into this workbook. | Review; do not modify
instructions_4_cell_color_codes | Instructions | Describes the purpose and use of color-coding of cells. | Review; do not modify
instructions_5_notes_explained | Instructions | Describes the purpose of the "notes" column and how notes should be used when entering data. | Review; do not modify
instructions_6_types_of_notes | Instructions | Describes specific types of notes to be used. | Review; do not modify
instructions_7_data_dict | Instructions | Technical information on data fields. | Review; do not modify
instructions_8_supertypes | Instructions | Documentation on the different "supertypes" of resources in the "resources" tab. A supertype concerns whether a resource is new or baseline, physical or nonphysical, etc. | Review; do not modify
instructions_9_special_notes | Instructions | Documentation on different nonstandard resource types. | Review; do not modify
instructions_10_incrementality | Instructions | Instructions for how to enter certain nonstandard resources as being incremental to the procurement mandate in D.19-11-016 | Review; do not modify
instructions_11_q_and_a | Instructions | Link to Q&A doc | Click the link and review the document that appears.
instructions_12_cam_pcia_optout | Instructions | Instructions for special case resouces such as PCIA, CAM, and D.19-11-016 opt-out | Review; do not modify
portfolio_toggle | Data input | Sheet for LSE to choose whether they are entering information for a 38 or 46 MMT portfolio | Select 38 or 46 MMT using the dropdown menu in Cell A1.
estimate_system_ra_requirement | Data input | Sheet for estimating the LSE's system RA requirement through 2030. | Please input your LSE's 2021 System RA allocation, NQC MW in Cell B68. This will be kept confidential.
monthly_gwh_mw | Data input & automatic validation | Sheet for LSE to enter their monthly procurement data. Contains pre-written formulas for error checking and validation. | Enter data and copy down formulas here, per Part 3 of the instructions.
unique_contracts | Data input & automatic validation | Sheet for LSE to enter data about unique contracts. Contains pre-written formulas for error checking and validation. | Enter data and copy down formulas here, per Part 3 of the instructions. As is described in Part 3, you must populate monthly_gwh_mw FIRST.
errors | Error checking dashboard | Automatically summarizes data errors from the blue data input tabs. | Review to ensure your portfolio is accurately entered. Do not modify this tab directly. Fix errors in blue data input tabs data where an error is identified.
fillmes | Error checking dashboard | Shows the LSE where they need to provide more information in cells containing "fillme." | Review to ensure your portfolio is accurately entered. Do not modify this tab directly. If you see errors, go back to the blue tab data and fill in cells marked "fillme."
dashboard | Error checking dashboard | Automatically generates a summary of the LSE's portfolio. | Review to ensure your portfolio is accurately entered. Do not modify this tab directly (you can, however, use the dropdown menus in Column B). Fix errors in blue tab data where an error is identified.
resources | List of acceptable values | List of acceptable generating resources, and supporting info | When entering data into the blue tabs, only use resource identifiers from Col A of this tab.
lse_names | List of acceptable values | List of acceptable LSE names, and supporting info | When entering data into the blue tabs, only use LSE names from Col A of this tab.
elcc | ELCC value lookup table | Used to assign an estimate of the NQC value of new resources | Review; do not modify
contract_status | List of acceptable values | List of acceptable contract statuses, and supporting info | When entering data into the blue tabs, only use contract statuses from Col A of this tab.
month_map | Month string to numeric lookup table | Map of month numbers to names | Review; do not modify
caiso_interconnection_queue | CAISO interconnection queue for assessing viability of new projects | Allow LSEs to identify where their project is in the CAISO queue. | Use Col A of this tab to identify where a new resource is in the interconnection queue.
cns_mapping | Information | Information-only table to help LSE's map the resources they have entered here to the resources in the CNS tool. | Review this table and use it to make sure your portfolios match between the CNS tool and this Resource Data Template.

## instructions_3_high_level_steps
The following is a summary list of high-level steps for using this workbook. Please review and understand the steps below. More documentation and detail is provided in the other "instructions" tabs.
Step number | Tab Name | Action | Instructions
Note: Per Decision 20-03-028 and the Narrative Template, LSEs are required to file at least two data templates, a preferred conforming 38 MMT version and a preferred conforming 46 MMT version (and more if they wish to do multiple conforming or alternative portfolios). The instructions below describe the preparation of one data template, so LSEs should follow them for each template. Note that the instructions are effectively the same for each individual template, except for the file naming convention in the last step.
1 | All | Review | Review all tabs in this workbook to ensure that you understand the instructions. Sample data is provided for illustrative purposes--you can clear it before you enter your data, but make sure you keep the first row of the pre-written formulas, as you will be copying these later. Note the error flagging formulas and understand why they are doing so.
2 | N/A | Review | Review the CPUC Q&A for the Resource Data Template and Narrative Template, available here: ftp://ftp.cpuc.ca.gov/energy/modeling/Filling%20Requirement%20QA%20_%2004232020.pdf
3 | portfolio_toggle | Enter Data | Select 38 or 46 MMT using the dropdown menu in Cell A1, as appropriate for the resources you are entering in this template.
4 | estimate_system_ra_requirement | Enter Data | Please input your LSE's 2021 System RA allocation, NQC MW in Cell B68. This will be kept confidential.
5 | monthly_gwh_mw | Enter data | Enter monthly energy and capacity procurement data, by contract, year, and month, into the light blue columns. Enter all contracts with delivery start dates on or after January 1st, 2020, and before January 1st, 2031. If an LSE opted-out of its procurement obligation under D.19-11-016, or was not assigned a procurement obligation under D.19-11-016, and thus will have a certain amount of procurement occurring on their behalf, the LSE must enter an amount and type of resource(s) communicated to it by Energy Division staff. Staff will coordinate LSEs that are not self-procuring and IOUs procuring on their behalf to prevent double counting and to ensure that reported resources align with procurement that has already occurred or is consistent with the RSP. Enter all contracts that fall into either of the following two categories. 1) You have already executed the contract as of this filing, regardless of whether the resource is currently online or will come online in the future. Note that this set of contracts should include the ones you are currently using to serve load (e.g. you must include a contract signed in 2017 that is serving your load as of this filing). 2) You plan to execute the contract in the future with a start date before January 1st, 2031. For purposes of determining the contract_status (i.e. whether a resource is planned or in development or under review by decision-makers), use June 30th, 2020 as the cutoff date. Each contract needs an energy value in GWh and a capacity value in MW, meaning that you must enter a number >=0 in the contract_gwh column, and a number >=0 in EITHER the contracted_nqc_mw_if_known column or the nqc_fraction_if_nqc_not_known column (but not both). Note that where possible you should use only items from the list of identifiers in the green tabs (first green column of each green tab).
6 | monthly_gwh_mw | Copy formulas | To the right of the data just entered, in purple and gray columns, you will see some pre-written formulas in the first row. Copy these formulas down to the last row of data.
7 | monthly_gwh_mw | Review | Review the formulas' results.
8 | monthly_gwh_mw | Correct | Correct any data errors in the data you entered in Step 2 that was caught by the formulas. It is OK to overwrite default values in the purple columns, but do NOT overwrite formulas in the gray columns. If you see the text "fillme" displayed in any purple cell, overwrite it with the correct value.
9 | unique_contracts | Copy formulas | In Columns B-E, copy down formulas in unique_contracts until all the unique contracts listed in monthly_gwh_mw are displayed. The template will automatically generate a list of unique contracts from the monthly data. Note this will only work if steps 1-5 are complete.
10 | unique_contracts | Enter data | Enter contract data into the light blue columns.
11 | unique_contracts | Copy formulas | Adjacent to the data just entered, you will see some pre-written formulas in the first row, in purple and gray. Copy these formulas down to the last row of data.
12 | unique_contracts | Correct | Correct any data errors caught by the formulas. It is OK to overwrite default values in the purple columns, but do NOT overwrite formulas in the gray columns. If you see the text "fillme" displayed in any cell, overwrite it with the correct value.
13 | errors | Review | Review. Where there are errors in the previous tabs, they are flagged here. Trace the errors and correct as needed in monthly_gwh_mw and unique_contracts.
14 | fillmes | Review | Review. Where there are values that you need to populate in the previous tabs, they are flagged here. Trace the errors and populate values as needed in monthly_gwh_mw and unique_contracts.
15 | dashboard | Review | Review and ensure your procurement is accurately reflected.
16 | None | Submit | Send completed workbooks (using the CPUC's secure FTP application) to IRPDataRequest@cpuc.ca.gov by September 1st, 2020. NOTE: Per the Narrative Template, LSEs may study and report multiple “Conforming Portfolios” for each GHG target. LSEs are required to select two "Preferred Conforming Portfolios" among all "Conforming Portfolios" developed and submitted: one "Preferred Conforming Portfolio" to the 46 MMT GHG target, and a second "Preferred Conforming Portfolio" to the 38 MMT GHG target. LSE may also study and report additional "Alternative Portfolios" developed from different assumptions (including different load and load modifier assumptions) from the Reference System Plan. Before submitting, please change this template's file name using the following naming convention. The file name must contain the seven elements below, in the order provided. Use an underscore to separate each element (i.e. the final file name should have six underscores in it). All letters should be lower-case. 1) your lse's abbrevation, provided in this workbook in the "lse" tab 2) the letters "rdt" (denoting this Resource Data Template) 3) "38mmt" or "46mmt", as appropriate, depending on the carbon target corresponding to the portfolio. 4) if portfolio is preferred, write "preferred", else write "na" 5) if portfolio is conforming, write "conforming", else write "na" 6) if portfolio is alternative, write "alternative," else write "na" 7) version number, written as the letter "v", followed by a number. If you have to re-submit a file for any reason, increase this number by 1. For example, Southern California Edison could send the following five workbooks (although,at a minimum, they are only required to send the first two, a preferred conforming each for 38 and 46 MMT): sce_rdt_38mmt_preferred_conforming_na_v1.xlsx sce_rdt_46mmt_preferred_conforming_na_v1.xlsx sce_rdt_46mmt_na_conforming_na_v1.xlsx (this portfolio is conforming, but not preferred) sce_rdt_38mmt_na_na_alternative_v1.xlsx sce_rdt_46mmt_na_na_alternative_v1.xlsx

## instructions_4_cell_color_codes
This tab contains a description of the meanings of color coding in different cells. Please enter data into the blue tabs according to the instructions below.
Step | Color | Purpose | Description | Instructions
1 | Light Blue | LSE Data entry | Columns for LSE entry of procurement data (blank fields, not pre-populated) | Enter procurement data here. You must do this first for the formulas to work.
2 | Purple | LSE Data entry | Columns for LSE entry of procurement data (with pre-populated default values). To reduce redundant data entry and the probability of error, staff has created lookup formulas to pre-populate certain fields with default values. | 0) Ensure that you have entered correct data in the light blue columns, per Step 1. 1) Note the formulas adjacent to the light blue column data, which point to the first row of this data. Copy these formulas down from the first row all the way to the last row of the dataset. 2) Review the resultant values, and confirm that they are correct. 3) If you see a value that is incorrect, enter the correct data into the cell. It is OK to overwrite the formula with your values. 4) If you see a value of "fillme", this means the template cannot populate the value by default, and you need to enter the correct value. Enter the correct data into the cell. It is OK to overwrite the formula with your values. Note that these formulas are provided for your convenience and to demonstrate how staff plans to classify and aggregate the data. If you are manually entering data, it is probably easier to individually overwrite each "fillme" sell. If you are generating your data programatically, it might be easier to overwrite the purple columns wholesale. 5) Review the resultant values, and confirm that they are correct.
3 | Gray | Data Validation | Columns with pre-written formulas that perform testing, data validation (i.e. ensure that the data is in the range of acceptable values), and other calculations | 1) Formulas are already populated in the first row of the data. Copy these formulas down from the first row all the way to the last row of the dataset. DO NOT overwrite these formulas. 2) Review the resultant values, and confirm that they are correct. 3) If you see a value that is incorrect, correct the data in the column that the cell is pointing to, but do not correct the gray cell itself. 4) If you see a value of 0 in the TEST column, that means that an invalid data point was supplied. Correct that data point so that the value = 1.

## instructions_5_notes_explained
Resources that do not correspond to existing physical resources require a special note when reporting them. Please review the information below and follow the guidance below for these resources.
For the purposes of this template, a contract is defined as a unique combination of three columns: resource, cpuc_contract_id, and notes.
For the majority of existing physical resources or specified imports (i.e. has a CAISO ID), the resource and cpuc_contract_id alone will allow staff to uniquely identify a contract, so there is no need to provide a note.
However, staff requires an explanatory note to distinguish between different contracts for resources where the name and contract_id alone are not sufficient to identify the resource.
This is often the case for contract types such as unspecified power, behind-the-meter resources, new resources which do not exist yet, or very small or very recently online resources that do not appear in the CAISO generator list.
The template will automatically flag these as requiring a note. Where you see the text "fillme", please provide a note following the guidance in the next tab.
Important: The resource_contract_note column D in unique_contracts should reflect the set of contracts you are planning or have executed.
This column should NOT contain duplicates. If it does, this means you need to write a note in monthly_gwh_mw to distinguish between resources.
The calculator will then AUTOMATICALLY label these as two separate contracts, which should be reflected in the unique_contracts tab.

## instructions_6_types_of_notes
Review the table below to determine what type of note you should write if the UI prompts you to do so with "fillme" in a cell.
Item in note | Description | Example
approximate resource mix | Approximate mix of resources in a contract. One decimal place is sufficient. | 90% solar, 10% firming natural gas
carbon content | Carbon content of this resource. Provide units, e.g. 0.428 MT CO2 / MWh | 0.39 MT CO2/MWh
buyer | If you are selling energy, this is the name of the buyer. | Marin Clean Energy
seller | If you are buying energy, this is the name of the seller. | Pacific Gas and Electric
intertie | Name of the intertie over which you are importing power. | Malin Intertie
name | Resource name. | Iron Sun Solar
type | Type: solar, battery, wind, geothermal, etc. | Dual-axis solar PV
mw | MW. Please write the number of MW followed by "MW" | 200 MW
For example, if you plan to build a a Gold Coast Solar Unit in an area corresponding to RESOLVE's Greater Imperial Solar area,
and a Silver Star Solar Unit also in the same area, these would both be listed as Greater_Imperial_Solar for the resource name, but they considered are two separate contracts.
You need to supply a note to help staff distinguish between these two, and to make sure that unique_contracts shows them as two separate resources.
The template will prompt you to do so by displaying "fillme_name,type,mw" in the "notes" column. Please fill out at least this information in-cell,
And anything else that will help staff understand the nature of the resource.
For example, the cell could read "Silver Star Solar, 100 MW dual-axis tracking PV, COD Nov 2021 in Sun County" or "Gold Coast Solar, 200 MW fixed PV, COD Dec 2022 in Moon County"

## instructions_7_data_dict
The table below explains the fields in the data template in more detail. Please review these definitions and the Acceptable Values carefully before entering data.
| tab | Field | Description | data type | units | Acceptable Values
1 | monthly_gwh_mw | lse | Standardized abbreviation for the LSE. Where possible, please use names from Col A of lse_names tab | text string | na | Col A of lse_names tab
2 | monthly_gwh_mw | resource | Canonical name for a specific generating resource. Where possible, please use names from the "resource" column in Column A of the "resources" tab. | text string | na | Col A of resources tab
3 | monthly_gwh_mw | cpuc_contract_id | Contract ID matching Contract ID in CPUC Contracts Database | text string | na | #N/A
4 | monthly_gwh_mw | Year | Year of the energy/capacity procured | integer | na | Integers 2020 to 2030
5 | monthly_gwh_mw | Month | Month of the energy/capacity procured | integer | na | Integers 1 through 12
6 | monthly_gwh_mw | contract_gwh | Enter the amount of energy contracted for, in GWh. If this is an RA only contract, enter zero here. Do not leave this blank. | numeric | GWh | Any number greater than or equal to zero
7 | monthly_gwh_mw | contracted_nqc_mw_if_known | If the contract for this resource in this year and month contains an Net Qualifying Capacity (NQC) value that counts for Resource Adequacy (RA) credit, report it here in MW. DO NOT estimate this value if it is not explicitly reported in the contract. If the contract is energy only, enter 0 here. If you plan to buy capacity value but do not know the NQC (for example, because this is a to-be-built future resource), leave this column blank and use the nqc_fraction_if_nqc_not_known instead to report capacity. | numeric | MW (NQC) | Any number greater than or equal to zero
8 | monthly_gwh_mw | nqc_fraction_if_nqc_not_known | The purpose of this field is to allow LSEs to report that they are buying RA capacity for a resource that either does not exist yet, or does not have a known NQC value. In this field, please enter a fraction between 0 and 1, where 0 means completely energy-only, and 1 means that the LSE plans to purchase all available RA capacity value from the resource. 0.5 means that the LSE is planning to purchase capacity value corresponding to half of total capacity value that is available. ONLY fill this field out if you plan on purchasing capacity value, but have not filled out the contracted_nqc_mw_if_known column. If you filled out contracted_nqc_mw already, leave this blank. | numeric | na | Decimal between 0 and 1. Do not enter a percent.
9 | monthly_gwh_mw | contract_status | Status showing maturity of contracting process for this resource. Where possible, please match one of the entries in the "contract_status" column in the contract_status tab. | text string | na | Col A of contract_status tab
10 | monthly_gwh_mw | storage_duration_hours | Storage duration in hours. | integer | hours | Positive integers
11 | monthly_gwh_mw | notes | Notes explaining nonstandard resources. The UI will prompt you with "fillme" if you need to fill this out. | text string | na | See other parts of instruction for guidance.
12 | monthly_gwh_mw | max_mw | If this is a physical resource, this is the resource's nameplate in MW. If it is not, enter the maximum MW it can deliver at any given time. The UI will prompt you with "fillme" if you need to fill this out. | numeric | MW (nameplate) | Any number greater than or equal to zero
13 | monthly_gwh_mw | resource_type | Type of the resource (solar, wind, etc). Use types in Column E of resources to fill out "fillmes" | text string | na | Column E of "resources" tab
14 | monthly_gwh_mw | currently_online | Indicator variable if unit is currently online or not. Automatically calculated for resources with a known ID, but the UI will prompt you with "fillme" if you need to fill this out. | 1 or 0 | na | 1 or 0
15 | monthly_gwh_mw | elcc_type | ELCC type of the resource (solar, wind, etc), used to estimate nqc. Use the types in Column A of the "elcc" tab to fill out "fillmes" | text string | na | Column A of elcc tab
16 | monthly_gwh_mw | elcc_type_year_month | A string that consists of the ELCC Type, the year, and the month, separated by underscores. This is the key that is used to look up an ELCC % in the "elcc" tab | text string | na | Column D of elcc tab
17 | monthly_gwh_mw | elcc_percent | The resource's Effective Load Carrying Capability, expressed as a percent. ELCC times a given resource's nameplate equals its NQC value in a given year and month. | numeric | percent | 0 - 100%
18 | monthly_gwh_mw | battery_multiplier | This is the template's method for derating the NQC of storage resources with durations of less than 4 hours. For example, a 3-hour resource gets an multiplier of 3/4 = 75%. | numeric | percent | 0 - 100%
19 | monthly_gwh_mw | calculated_nqc_mw_for_resources_with_no_contracted_nqc | If the LSE wishes to buy capacity from a certain resource, but they do not have a contracted NQC value (often the case for resources that are not built yet), the template will estimate an NQC value based on the ELCC fields described above. | numeric | MW (NQC) | Any number greater than or equal to zero
20 | monthly_gwh_mw | final_nqc_mw | The NQC MW value that will be used for capacity counting. If the LSE reports a contracted NQC value, the template will use that as-is; else, the template will use the calculated estimate. | numeric | MW (NQC) | Any number greater than or equal to zero
21 | monthly_gwh_mw | test_nqc | Ensures that NQC values are properly estimated. Flags errors. | string | N/A | Will display "OK" or "error"
22 | unique_contracts | online_date_for_new_resources | Date the resource comes online. You only need this for resources that are not online as of this filing. NOTE: In Excel, dates are actually numbers that are formatted to be displayed as dates. This should be displayed in "Short Date" format (in Excel, go to Home->Number and display as Short Date) | Excel date | na | Dates; see note to left of this
23 | unique_contracts | contract_execution_date | Date the contract was executed. NOTE: In Excel, dates are actually numbers that are formatted to be displayed as dates. This should be displayed in "Short Date" format (in Excel, go to Home->Number and display as Short Date) | Excel date | na | Dates; see note to left of this
24 | unique_contracts | contract_start | Date energy/capacity deliveries are contracted to start. NOTE: In Excel, dates are actually numbers that are formatted to be displayed as dates. This should be displayed in "Short Date" format (in Excel, go to Home->Number and display as Short Date) | Excel date | na | Dates; see note to left of this
25 | unique_contracts | contract_end | Date energy/capacity deliveries are contracted to end. NOTE: In Excel, dates are actually numbers that are formatted to be displayed as dates. This should be displayed in "Short Date" format (in Excel, go to Home->Number and display as Short Date) | Excel date | na | Dates; see note to left of this
26 | unique_contracts | interconnection_queue_position | Queue position assigned by CAISO, ISO, or Utility. Enter "TBD" if developer hasn't applied yet. Enter "N/A" if a project never needed a queue position (e.g. Legacy QF contracts, REC only), if the queue position is unknown as the contract is already online or if project is out of CAISO area. | numeric | na | Col A in caiso_interconnection_queue tab, TBD, N/A
27 | unique_contracts | lse_owned | Is the resource owned by the LSE? 1 = Yes, 0 or blank = no | 1 or 0 | na | 1,0
28 | unique_contracts | cam | Is the resource a Capacity Allocation Mechanism (CAM) resource? 1 = Yes, 0 or blank = no | 1 or 0 | na | 1,0
29 | unique_contracts | is_incremental | Is the resource incremental to the baseline established in D.19-11-016? 1=yes, 0=no. Note that this column is pre-populated via a formula. | 1 or 0 | na | 1,0
30 | unique_contracts | incremental_explanation | Explanation for why special case resources should be counted as incremental. See instructions_10_incrementality for guidance on filling this out. | text string | na | See instructions_10_incrementality for guidance
31 | unique_contracts | viability_cod_reasonableness | Choose 1,2, or 3 below to report on project viability. This is only necessary for projects not online yet. • 1 - Interconnection Phase II study complete; permitting application approved; these support reported COD. • 2 - Interconnection Phase II study in progress; permitting application in progress; LSE has plan that supports reported COD. • 3 - One or more of criteria for rating "2" not in place. | Categorical | na | 1,2,3
32 | unique_contracts | viability_technical_feasibility | Choose 1 or 2 below to report on technical feasibility. This is only necessary for resources not yet online. • 1 - Project will use a commercialized technology solution that is currently in use at a minimum of two operating facilities of similar or larger size. • 2 – Criteria for rating 1 not in place. | Categorical | na | 1,2
33 | unique_contracts | viability_resource_sufficiency | Choose 1 or 2 below to report on resource sufficiency. This is only necessary for resources not yet online. • 1 - Project-specific independent engineering assessment is complete and supports the delivery profile (capacity and/or production). • 2 – Criteria for rating 1 not in place. | Categorical | na | 1,2
34 | unique_contracts | viability_financing | Choose 1,2,3,4 or N/A below to report on financing. This is only necessary for resources not yet online. • 1 - All Financing Secured. • 2 - Partial Financing Secured. • 3 - Seeking Financing. • 4 - Not Yet Seeking Financing. • N/A-No Financing Required. | Categorical | na | 1,2,3,4,n/a
35 | unique_contracts | storage_max_discharge_mw | If the resource is a standalone storage or a hybrid (generator + storage) resource, report the battery's maximum rate of discharge in MW here. | numeric | MW nameplate | Any number greater than or equal to zero
36 | unique_contracts | storage_depth_mwh | If the resource is a standalone storage or a hybrid (generator + storage) resource, report the battery's total depth in MWh here. | numeric | MWh | Any number greater than or equal to zero
37 | unique_contracts | is_hybrid | 1 = resource is a hybrid, 0 = not (i.e. standalone storage is marked 0) | 1 or 0 | na | 1,0
38 | unique_contracts | hybrid_generator_mw | A hybrid resource consists of a generator and a battery. This is the nameplate of the generator portion of the resource, in MW. Only report this for hybrid resources. | numeric | MW nameplate | Any number greater than or equal to zero
39 | unique_contracts | hybrid_combined_max_mw | The maximum rate the hybrid resource can send energy to the grid. In most cases this will be close to the sum of the generator portion of the hybrid, plus the battery portion of the hybrid. | numeric | MW nameplate | Any number greater than or equal to zero
40 | unique_contracts | hybrid_can_charge_from_grid | 1 = hybrid can charge from grid AND paired resource. 0 = hybrid can ONLY charge from paired resource | 1 or 0 | na | 1,0

## instructions_8_supertypes
The table below describes the different types of resources in the "resources" tab. Please review and use the table below to guide your entry of procurement data.
resource_supertype | Description
physical | Physical resources from CAISO, RPS, and WECC datasets. Includes both existing resources and resources that are already contracted but not yet online.
existing_generic | Generic resource contract corresponding to a class of existing generators, but not any particular one. The UI will prompt you for a note with "fillme."
new_resolve | New resource that does not yet exist, corresponding to the set of physical candidate resources in RESOLVE. Note that the resources tab provides a list of all of these candidate resources, not only the ones selected in the Reference System Plan--you can choose to enter any of the candidate resources regardless of whether or not it was selected in the Reference System Plan.You must use this category for all new resources whose commercial operating date (COD) is on or before Dec 31st, 2026. NOTE: for new resources whose COD is after that date, you can also optionally specify the resource without a location, as new_generic (see definition below). The UI will prompt you for a note with "fillme."
new_generic | Generic resource contract corresponding to a class of new generators (have not been built yet), but not any particular one. You can use this category for all resources whose commercial operating date (COD) is on or after January 1st, 2027 (or, optionally, you can use "new_resolve" above if desired). The UI will prompt you for a note with "fillme."
new_loadmod | New load modifying resources procured as a result of the IRP procurement track decision. The UI will prompt you for a note with "fillme."
specified_imports | Specific resource with a CAISO ID that is imported from out of CAISO.
special | Nonstandard contracts not corresponding to a physical resource. Please explain these with a note in the "notes" column so that CPUC staff can understand the nature of the contract. The UI will prompt you for a note with "fillme."
Note on A3: Author: Changed from "baseline" to "physical" for clarity
Note on A4: Author: changed from generic_existing to existing_generic
Note on A5: Author: Changed from "new" to "new_resolve"
Note on A6: Author: changed from generic_new to new_generic

## instructions_9_special_notes
Please review the table below, which describes the miscellaneous resources that fall under the "special" supertype that can be entered into the template.
resource | description | Example
unspecified_import | Imports from out of CAISO, over an intertie. Resource mix not known. | Unspecified power over MALIN500 Intertie
transfer_purchase | Your LSE is purchasing energy from another LSE. | example_lse buying 500 MWh solar from PG&E
transfer_sale | Your LSE is selling energy from another LSE. | example_lse selling 200 MWh geothermal to SDG&E
blended | Blended contracts, consisting of a mix of resources. | 90% solar with 10% firming natural gas
unbundled_rec | PCC only resources (NOT bundled with energy) | PCC3, 60% solar 40% wind
unspecified_non_import | Unspecified System Power | low-carbon CAISO system energy, resource mix unknown, 0.06 MT CO2/MWh
sellers_choice | RA contract in which the seller chooses the resources that will provide RA credit to the buyer. The buyer does not necessarily know in advance exactly which resources these comprise. | Seller's choice contract between CCA and IOU for 100 NQC MW in March 2021

## instructions_10_incrementality
The instructions below pertain to filling out the "incremental_explanation" column in the unique_contracts tab, which is included in the template to allow LSEs to explain using nonstandard, special-case resources to count towards the incremental procurement requirement in D.19-11-016. Please follow the instructions below for entering notes into this field.
1) If the contract is for a new supply-side resource (i.e. corresponds to resolve_new or generic_new, resource type), and that resource will be energy-only in 2021, please write “eo2021”. Otherwise you can leave this column blank. For resources that fall into this category, please put a value of 1 in the nqc_fraction_if_nqc_not_known column in monthly_gwh_mw for the year 2021 ONLY. The purposes of this is to allow the NQC counting functions in unique_contracts to work.
2) If the contract is for demand-side resources such as demand response or energy efficiency (corresponds to new_loadmod resource type), please affirm that the resource is NOT already accounted for in the utility’s IEPR demand forecast by writing “not in IEPR demand forecast” If the resource is already accounted for in the IEPR forecast, the resource is not incremental.
3) If you are upgrading an existing resource by adding capacity (for example, adding a battery to an existing resource to make a hybrid resource, or replacing a turbine to increase the nameplate of an existing gas-fired resource), please write “adding [x] MW to existing resource [y],” where X is the number of nameplate MW you are adding to the existing resource, and y is the name of the existing resource. Note that the template will label these as is_incremental = 0 (because the resource that the MW were added to is already in the baseline), but staff will treat the added MW as incremental.
4) If none of the special cases above apply, you can leave incremental_explanation blank.
5) If they DO apply, you can overwrite is_incremental with a value of 1.

## instructions_11_q_and_a
ftp://ftp.cpuc.ca.gov/energy/modeling/Filling%20Requirement%20QA%20_%2004232020.pdf | <---Please review the information in this link before entering any data. It contains helpful Q&A's, compiled from ED webinars with LSEs.

## instructions_12_cam_pcia_optout
Each LSE should input any eligible resources that are currently subject to the cost allocation mechanism (CAM). In estimating its share of resources subject to the CAM, each LSE should refer to the most recent year-ahead CAM resource list available on the Commission’s Resource Adequacy Compliance Materials webpage. The year-ahead CAM list reflects the contract start and end dates of Commission approved CAM resources. The list itemizes the resource adequacy capacity value by month for each IOU service territory. An LSE’s proportional share is determined by its year-ahead share of the total coincident peak load for each IOU service territory, as assigned in the Commission’s annual resource adequacy process. The LSE’s proportional share of that resource is assumed static through the IRP planning horizon, but it will be updated each IRP cycle based on the current proportional share assignment from the Commission’s annual resource adequacy process. LSEs should not make assumptions or predictions on what resources may be procured on behalf of all load and subject to the CAM in the future beyond what is already included in the most recent year-ahead CAM resource list. Note that, in the unique_contracts tab, an LSE labels resources as CAM in the "cam" column.
PCIA resources must be included in the IOU baseline of resources in this template. Other LSEs should not include PCIA resources in their baseline resources, unless otherwise directed by the Commission in the PCIA proceeding or another venue.
If an LSE opted-out of its procurement obligation under D.19-11-016, or was not assigned a procurement obligation under D.19-11-016, and thus will have a certain amount of procurement occurring on their behalf, the LSE must enter an amount and type of resource(s) communicated to it by Energy Division staff. Staff will coordinate LSEs that are not self-procuring and IOUs procuring on their behalf to prevent double counting and to ensure that reported resources align with procurement that has already occurred or is consistent with the RSP.

## portfolio_toggle
38 | <--- Select your MMT here using the dropdown. | 38 | MMT Portfolio
| Do not change other cells in this tab. | 46 | MMT Portfolio

## estimate_system_ra_requirement
Form 1.5b - STATEWIDE
California Energy Demand 2019-2030 Managed Forecast - Mid Demand / Mid AAEE Case
1-in-2 Net Electricity Peak Demand by Agency and Balancing Authority (MW)
Balancing Authority | Agency | 2019 | 2020 | 2021 | 2022 | 2023 | 2024 | 2025 | 2026 | 2027 | 2028 | 2029 | 2030 | Average Annual Growth (2019-2030) | CAISO area Non-IOU,CCA,ESP demand flag
| PG&E Service Area - Greater Bay Area | 7223.418 | 7112.9729 | 6970.1766 | 6925.756 | 6902.1037 | 6898.3315 | 6921.8048 | 6951.077 | 6977.1168 | 7031.5534 | 7024.6938 | 7062.3707 | -0.2048%
| NCPA - Greater Bay Area | 198.0402 | 194.2359 | 189.5737 | 187.6294 | 185.994 | 184.9697 | 185.6229 | 185.7976 | 185.917 | 186.9336 | 186.3064 | 187.7043 | -0.4861% | 1
| Power Enterprise of the San Francisco PUC | 124.9612 | 122.5607 | 119.6189 | 118.3921 | 117.3601 | 116.7139 | 117.126 | 117.2362 | 117.3116 | 117.9531 | 117.5573 | 118.4393 | -0.4861% | 1
| Silicon Valley Power | 529.8162 | 541.7417 | 539.6086 | 545.9916 | 553.2034 | 561.9897 | 569.3134 | 569.8787 | 570.1942 | 572.9148 | 571.2351 | 574.9744 | 0.7464% | 1
| Other NP15 LSEs - Bay Area | 5.0493 | 5.0028 | 4.9613 | 4.9177 | 4.8602 | 4.808 | 4.7987 | 4.7722 | 4.738 | 4.7153 | 4.6794 | 4.6812 | -0.6857% | 1
| CDWR - Greater Bay Area | 54.5596 | 54.5694 | 56.7565 | 56.7463 | 56.7324 | 56.7844 | 56.2167 | 56.2029 | 56.1891 | 56.1689 | 56.2029 | 60.3339 | 0.9188% | 1
| WAPA - Greater Bay Area | 52.3723 | 52.3723 | 52.3723 | 52.3723 | 52.3723 | 52.3723 | 52.3723 | 52.3723 | 52.3723 | 52.3723 | 52.3723 | 52.3723 | 0% | 1
Greater Bay Area Subtotal |  | 8188.2168 | 8083.4558 | 7933.0679 | 7891.8053 | 7872.6261 | 7875.9695 | 7907.2547 | 7937.3369 | 7963.839 | 8022.6115 | 8013.0471 | 8060.8762 | -0.1424%
| PG&E Service Area - Non Bay Area | 9955.495 | 9803.2768 | 9606.4714 | 9545.2498 | 9512.6516 | 9507.4526 | 9539.8042 | 9580.1479 | 9616.0365 | 9691.0624 | 9681.6083 | 9733.5356 | -0.2048%
| NCPA - Non Bay Area | 211.4562 | 207.3942 | 202.4162 | 200.3401 | 198.5939 | 197.5003 | 198.1977 | 198.3843 | 198.5118 | 199.5972 | 198.9275 | 200.4201 | -0.4861% | 1
| Other NP15 LSEs - Non Bay Area | 7.4649 | 7.3215 | 7.1457 | 7.0725 | 7.0108 | 6.9722 | 6.9968 | 7.0034 | 7.0079 | 7.0462 | 7.0226 | 7.0753 | -0.4861% | 1
| CDWR - Non Bay Area | 54.6194 | 54.6292 | 56.8187 | 56.8085 | 56.7946 | 56.8467 | 56.2783 | 56.2645 | 56.2507 | 56.2305 | 56.2645 | 60.4001 | 0.9188% | 1
| WAPA - Non Bay Area | 184.7109 | 184.7109 | 184.7109 | 184.7109 | 184.7109 | 184.7109 | 184.7109 | 184.7109 | 184.7109 | 184.7109 | 184.7109 | 184.7109 | 0% | 1
Total North of Path 15 |  | 18601.9631 | 18340.7883 | 17990.6308 | 17885.9871 | 17832.3878 | 17829.4521 | 17893.2426 | 17963.8478 | 18026.3568 | 18161.2587 | 18141.5809 | 18247.0181 | -0.175%
| PG&E Service Area - ZP26 | 2047.2551 | 2015.9529 | 1975.4817 | 1962.892 | 1956.1885 | 1955.1194 | 1961.7722 | 1970.0685 | 1977.4487 | 1992.877 | 1990.9329 | 2001.6112 | -0.2048%
| CDWR - ZP26 | 115.0304 | 115.0511 | 119.6623 | 119.6408 | 119.6114 | 119.7211 | 118.5242 | 118.495 | 118.4659 | 118.4234 | 118.495 | 127.2048 | 0.9188% | 1
| WAPA - ZP26 | 14.7513 | 14.7513 | 14.7513 | 14.7513 | 14.7513 | 14.7513 | 14.7513 | 14.7513 | 14.7513 | 14.7513 | 14.7513 | 14.7513 | 0% | 1
Total Zone Path 26 |  | 2177.0369 | 2145.7553 | 2109.8952 | 2097.2841 | 2090.5512 | 2089.5918 | 2095.0476 | 2103.3148 | 2110.6659 | 2126.0517 | 2124.1792 | 2143.5673 | -0.1407%
Total Valley |  | 12590.7832 | 12403.0878 | 12167.4581 | 12091.4659 | 12050.3129 | 12043.0745 | 12081.0355 | 12129.8257 | 12173.1836 | 12264.699 | 12252.713 | 12329.7092 | -0.1903%
Total North of Path 26 (Total PG&E TAC Area) |  | 20779 | 20486.4926 | 20100.3959 | 19983.1338 | 19922.8164 | 19918.9474 | 19988.2208 | 20067.1255 | 20137.025 | 20287.3648 | 20265.8365 | 20390.6981 | -0.1713%
| Turlock Irrigation District | 542.8548 | 534.784 | 530.7141 | 529.7531 | 527.8814 | 526.5233 | 525.0243 | 524.0772 | 523.6413 | 524.1143 | 525.248 | 526.8442 | -0.2718%
| Merced | 109.4409 | 107.8138 | 106.9933 | 106.7995 | 106.4222 | 106.1484 | 105.8462 | 105.6552 | 105.5674 | 105.6627 | 105.8913 | 106.2131 | -0.2718%
Total Turlock Irrigation District Control Area |  | 652.2956 | 642.5977 | 637.7073 | 636.5526 | 634.3036 | 632.6717 | 630.8705 | 629.7324 | 629.2087 | 629.777 | 631.1393 | 633.0573 | -0.2718%
| SMUD | 2959.3366 | 2915.5806 | 2898.7459 | 2896.8673 | 2889.9827 | 2881.3364 | 2870.0616 | 2861.4556 | 2860.6378 | 2869.3132 | 2881.639 | 2894.5045 | -0.2012%
| Modesto Irrigation District | 674.1666 | 664.1436 | 659.0892 | 657.8957 | 655.5713 | 653.8847 | 652.0232 | 650.8469 | 650.3056 | 650.893 | 652.301 | 654.2832 | -0.2718%
| Roseville | 325.3951 | 320.5574 | 318.1178 | 317.5418 | 316.4198 | 315.6058 | 314.7073 | 314.1395 | 313.8783 | 314.1618 | 314.8414 | 315.7981 | -0.2718%
| Redding | 220.6106 | 217.3307 | 215.6767 | 215.2862 | 214.5256 | 213.9737 | 213.3645 | 212.9796 | 212.8025 | 212.9947 | 213.4554 | 214.1041 | -0.2718%
| City of Shasta Lake | 34.6264 | 34.1116 | 33.852 | 33.7907 | 33.6713 | 33.5846 | 33.489 | 33.4286 | 33.4008 | 33.431 | 33.5033 | 33.6051 | -0.2718%
| WAPA (BANC) | 90 | 90 | 90 | 90 | 90 | 90 | 90 | 90 | 90 | 90 | 90 | 90 | 0%
Total Balancing Authority of Northern California Control Area |  | 4304.1353 | 4241.7238 | 4215.4816 | 4211.3817 | 4200.1707 | 4188.3852 | 4173.6456 | 4162.8502 | 4161.025 | 4170.7937 | 4185.7401 | 4202.2951 | -0.2174%
| SCE Service Area - LA Basin | 16296.9074 | 16108.6171 | 15974.9165 | 15861.0042 | 15850.2288 | 15795.796 | 15752.8425 | 15749.2994 | 15768.6625 | 15789.2079 | 15882.9959 | 16026.6914 | -0.1519%
| Anaheim | 525.6478 | 519.5746 | 515.2622 | 511.588 | 511.2404 | 509.4847 | 508.0993 | 507.985 | 508.6095 | 509.2722 | 512.2973 | 516.9321 | -0.1519% | 1
| Pasadena Water and Power | 272.6798 | 269.5293 | 267.2922 | 265.3863 | 265.206 | 264.2952 | 263.5765 | 263.5172 | 263.8412 | 264.185 | 265.7542 | 268.1585 | -0.1519% | 1
| Riverside | 593.5878 | 586.7296 | 581.8598 | 577.7107 | 577.3182 | 575.3356 | 573.7711 | 573.6421 | 574.3473 | 575.0957 | 578.5117 | 583.7456 | -0.1519% | 1
| Vernon | 149.102 | 147.3793 | 170.5928 | 169.5506 | 169.452 | 168.954 | 168.561 | 168.524 | 168.7011 | 168.8891 | 169.7472 | 171.0618 | 1.257% | 1
| Other SP15 LSEs - LA Basin | 246.1796 | 243.3353 | 241.3156 | 239.5949 | 239.4321 | 238.6099 | 237.961 | 237.9075 | 238.2 | 238.5104 | 239.9271 | 242.0978 | -0.1519% | 1
| MWD - LA Basin | 20 | 20 | 20 | 20 | 20 | 20 | 20 | 20 | 20 | 20 | 20 | 20 | 0% | 1
LA Basin Subtotal |  | 18104.1044 | 17895.1653 | 17771.2392 | 17644.8347 | 17632.8776 | 17572.4754 | 17524.8114 | 17520.8751 | 17542.3617 | 17565.1602 | 17669.2334 | 17828.6873 | -0.1393%
| SCE Service Area - Big Creek/Ventura | 3995.7044 | 3949.5391 | 3916.7581 | 3888.8289 | 3886.187 | 3872.8411 | 3862.3096 | 3861.4409 | 3866.1884 | 3871.2258 | 3894.2209 | 3929.4524 | -0.1519%
| CDWR - Big Creek/Ventura | 289.9669 | 274.9535 | 274.8508 | 274.8023 | 274.7753 | 274.9049 | 274.9049 | 275.8724 | 275.8452 | 302.9211 | 303.0578 | 303.0876 | 0.4031% | 1
Big Creek/Ventura Subtotal |  | 4285.6714 | 4224.4926 | 4191.609 | 4163.6313 | 4160.9623 | 4147.746 | 4137.2146 | 4137.3133 | 4142.0337 | 4174.1468 | 4197.2787 | 4232.54 | -0.1133%
| SCE Service Area - Other | 1010.2408 | 998.5687 | 990.2807 | 983.2193 | 982.5513 | 979.177 | 976.5144 | 976.2947 | 977.495 | 978.7686 | 984.5825 | 993.4902 | -0.1519%
| Other SP15 LSEs - Other | 25.8133 | 25.515 | 25.3032 | 25.1228 | 25.1057 | 25.0195 | 24.9515 | 24.9459 | 24.9765 | 25.0091 | 25.1576 | 25.3852 | -0.1519% | 1
| CDWR - Other | 47.4328 | 44.9769 | 44.9602 | 44.9522 | 44.9478 | 44.969 | 44.969 | 45.1273 | 45.1228 | 49.5519 | 49.5743 | 49.5791 | 0.4031% | 1
| MWD - Other | 163.3037 | 153.8129 | 153.748 | 153.7174 | 153.7003 | 153.7822 | 153.7822 | 154.3938 | 154.3766 | 171.4927 | 171.5792 | 171.598 | 0.4514% | 1
Total SCE TAC Area |  | 23636.5664 | 23342.5314 | 23177.1402 | 23015.4776 | 23000.145 | 22923.1691 | 22862.243 | 22858.95 | 22886.3664 | 22964.1294 | 23097.4057 | 23301.2799 | -0.1298%
SDG&E TAC Area |  | 4194 | 4138.1607 | 4157.5828 | 4194.2204 | 4223.9087 | 4250.0112 | 4272.8197 | 4291.9499 | 4313.3421 | 4334.269 | 4354.1707 | 4373.491 | 0.3817%
Valley Electric Association (CA + NV Territory) |  | 133.498 | 144.7416 | 153.4157 | 156.4915 | 158.8921 | 161.3021 | 163.9842 | 166.4225 | 168.7103 | 170.9984 | 173.2864 | 175.6871 | 2.528% | 1
Total South of Path 26 |  | 27964.0644 | 27625.4338 | 27488.1388 | 27366.1895 | 27382.9459 | 27334.4824 | 27299.047 | 27317.3224 | 27368.4188 | 27469.3968 | 27624.8629 | 27850.458 | -0.037%
| LADWP | 5787.2942 | 5695.614 | 5608.2115 | 5555.4392 | 5450.4695 | 5368.2262 | 5245.8941 | 5159.8859 | 5059.4907 | 4991.569 | 4939.623 | 4872.1361 | -1.553%
| Burbank | 286.3654 | 284.2948 | 283.7425 | 284.5856 | 283.4046 | 281.9268 | 280.7371 | 279.4266 | 278.833 | 279.4186 | 281.2099 | 282.8166 | -0.1133%
| Glendale | 296.7787 | 294.6328 | 294.0604 | 294.9342 | 293.7102 | 292.1787 | 290.9458 | 289.5876 | 288.9724 | 289.5793 | 291.4357 | 293.1008 | -0.1133%
Total LADWP Control Area |  | 6370.4383 | 6274.5416 | 6186.0145 | 6134.959 | 6027.5842 | 5942.3316 | 5817.577 | 5728.9001 | 5627.2962 | 5560.5668 | 5512.2686 | 5448.0535 | -1.412%
Imperial Irrigation District Control Area |  | 1071.4772 | 1056.2301 | 1045.4063 | 1037.0567 | 1030.1596 | 1023.6318 | 1019.2768 | 1017.3735 | 1016.6834 | 1019.9295 | 1026.2662 | 1033.1783 | -0.3303%
Total California ISO Noncoincident Peak |  | 48743.0644 | 48111.9264 | 47588.5346 | 47349.3234 | 47305.7623 | 47253.4297 | 47287.2678 | 47384.4479 | 47505.4438 | 47756.7616 | 47890.6994 | 48241.1561 | -0.09405%
Total California ISO Coincident Peak |  | 46117.3876 | 45646.9681 | 45184.2856 | 45280.1389 | 45447.0921 | 45610.3244 | 45827.0199 | 46011.1139 | 46227.3287 | 46492.5925 | 46702.4513 | 47015.7394 | 0.1755%
Total STATEWIDE Noncoincident Peak |  | 61141.4109 | 60327.0197 | 59673.1443 | 59369.2734 | 59197.9803 | 59040.4501 | 58928.6377 | 58923.3041 | 58939.6571 | 59137.8287 | 59246.1136 | 59557.7402 | -0.2383%
Total STATEWIDE Coincident Peak |  | 57847.8636 | 57236.2353 | 56658.3614 | 56774.8123 | 56872.0582 | 56987.4842 | 57108.9001 | 57215.5417 | 57353.9089 | 57572.3914 | 57776.1188 | 58044.8608 | 0.03091%
Table developed using weather normalized 2019 net peak demand values for each BA area. Inlcudes the impact of IOU load-modifying demand response programs.
Agency peak demand within a BA area is adjusted to be coincident with the respective BA area net peak demand total.
Please input your LSE's 2021 System RA allocation, NQC MW here. This will be kept confidential. | CONFIDENTIAL
|  |  | 2020 | 2021 | 2022 | 2023 | 2024 | 2025 | 2026 | 2027 | 2028 | 2029 | 2030
| CAISO area Non-IOU,CCA,ESP non-coincident demand |  | 3984.8891 | 3996.997 | 3988.2901 | 3992.0653 | 3994.7976 | 3999.4698 | 4004.2066 | 4009.1513 | 4067.743 | 4077.4179 | 4120.4008
| CAISO area IOU,CCA,ESP non-coincident demand |  | 44127.0373 | 43591.5376 | 43361.0333 | 43313.697 | 43258.6321 | 43287.798 | 43380.2412 | 43496.2925 | 43689.0186 | 43813.2815 | 44120.7553
| coincident adjustment |  | 94.88% | 94.95% | 95.63% | 96.07% | 96.52% | 96.91% | 97.1% | 97.31% | 97.35% | 97.52% | 97.46%
| CAISO area IOU,CCA,ESP coincident demand |  | 41866.2401 | 41389.2233 | 41466.1387 | 41611.8773 | 41754.4347 | 41951.0552 | 42122.9603 | 42326.0419 | 42532.5267 | 42726.2009 | 43000.0045
| Your LSE'S estimated percent of CAISO area IOU,CCA,ESP coincident demand | #VALUE!
| Your LSE's estimated system RA requirement, NQC MW |  | #VALUE! | #VALUE! | #VALUE! | #VALUE! | #VALUE! | #VALUE! | #VALUE! | #VALUE! | #VALUE! | #VALUE! | #VALUE!
|  |  | Test | #VALUE!

## monthly_gwh_mw
lse | resource | cpuc_contract_id | Year | Month | contract_gwh | contracted_nqc_mw_if_known | nqc_fraction_if_nqc_not_known | contract_status | storage_duration_hours | notes | max_mw | resource_type | currently_online | elcc_type | elcc_type_year_month | elcc_percent | battery_multiplier | calculated_nqc_mw_for_resources_with_no_contracted_nqc | final_nqc_mw | test_nqc | supertype | LSE is buying energy from resource | LSE is buying capacity from resource | resource_contract_note | is_first_occurrence | create_unique_contract_index | Test: Correct data type for resource | Test: Correct data type for Year | Test: Correct data type for Month | TEST: No blanks in energy and capacity data | TEST: No missing data | Test: Correct data type for max_mw | TEST: NQC provided only once | TEST: Working ELCC type
PCEA | HATLOS_6_BWDHY1 | PCE40001 | 2020 | 1 | 1.0133 | CONFIDENTIAL | CONFIDENTIAL | online |  | CONFIDENTIAL | CONFIDENTIAL | CAISO_Hydro | 1 | hydro | hydro_2020_1 | 60% | 1 | CONFIDENTIAL | CONFIDENTIAL | ok | physical | 1 | 0 | HATLOS_6_BWDHY1_PCE40001_CONFIDENTIAL | 1 | 1 | 1 | 1 | 1 | 0 | 1 | 0 | 0 | 1
PCEA | HATLOS_6_BWDHY1 | PCE40001 | 2020 | 2 | 0.97037 | CONFIDENTIAL | CONFIDENTIAL | online |  | CONFIDENTIAL | CONFIDENTIAL | CAISO_Hydro | 1 | hydro | hydro_2020_2 | 70% | 1 | CONFIDENTIAL | CONFIDENTIAL | ok | physical | 1 | 0 | HATLOS_6_BWDHY1_PCE40001_CONFIDENTIAL | 0 | 0 | 1 | 1 | 1 | 0 | 1 | 0 | 0 | 1
PCEA | HATLOS_6_BWDHY1 | PCE40001 | 2020 | 3 | 0.98059 | CONFIDENTIAL | CONFIDENTIAL | online |  | CONFIDENTIAL | CONFIDENTIAL | CAISO_Hydro | 1 | hydro | hydro_2020_3 | 73% | 1 | CONFIDENTIAL | CONFIDENTIAL | ok | physical | 1 | 0 | HATLOS_6_BWDHY1_PCE40001_CONFIDENTIAL | 0 | 0 | 1 | 1 | 1 | 0 | 1 | 0 | 0 | 1
PCEA | HATLOS_6_BWDHY1 | PCE40001 | 2020 | 4 | 0.92016 | CONFIDENTIAL | CONFIDENTIAL | online |  | CONFIDENTIAL | CONFIDENTIAL | CAISO_Hydro | 1 | hydro | hydro_2020_4 | 72% | 1 | CONFIDENTIAL | CONFIDENTIAL | ok | physical | 1 | 0 | HATLOS_6_BWDHY1_PCE40001_CONFIDENTIAL | 0 | 0 | 1 | 1 | 1 | 0 | 1 | 0 | 0 | 1
PCEA | HATLOS_6_BWDHY1 | PCE40001 | 2020 | 5 | 0.95827 | CONFIDENTIAL | CONFIDENTIAL | online |  | CONFIDENTIAL | CONFIDENTIAL | CAISO_Hydro | 1 | hydro | hydro_2020_5 | 69% | 1 | CONFIDENTIAL | CONFIDENTIAL | ok | physical | 1 | 0 | HATLOS_6_BWDHY1_PCE40001_CONFIDENTIAL | 0 | 0 | 1 | 1 | 1 | 0 | 1 | 0 | 0 | 1
PCEA | HATLOS_6_BWDHY1 | PCE40001 | 2020 | 6 | 0.93888 | CONFIDENTIAL | CONFIDENTIAL | online |  | CONFIDENTIAL | CONFIDENTIAL | CAISO_Hydro | 1 | hydro | hydro_2020_6 | 74% | 1 | CONFIDENTIAL | CONFIDENTIAL | ok | physical | 1 | 0 | HATLOS_6_BWDHY1_PCE40001_CONFIDENTIAL | 0 | 0 | 1 | 1 | 1 | 0 | 1 | 0 | 0 | 1
PCEA | HATLOS_6_BWDHY1 | PCE40001 | 2020 | 7 | 0.9181 | CONFIDENTIAL | CONFIDENTIAL | online |  | CONFIDENTIAL | CONFIDENTIAL | CAISO_Hydro | 1 | hydro | hydro_2020_7 | 73% | 1 | CONFIDENTIAL | CONFIDENTIAL | ok | physical | 1 | 0 | HATLOS_6_BWDHY1_PCE40001_CONFIDENTIAL | 0 | 0 | 1 | 1 | 1 | 0 | 1 | 0 | 0 | 1
PCEA | HATLOS_6_BWDHY1 | PCE40001 | 2020 | 8 | 0.98357 | CONFIDENTIAL | CONFIDENTIAL | online |  | CONFIDENTIAL | CONFIDENTIAL | CAISO_Hydro | 1 | hydro | hydro_2020_8 | 72% | 1 | CONFIDENTIAL | CONFIDENTIAL | ok | physical | 1 | 0 | HATLOS_6_BWDHY1_PCE40001_CONFIDENTIAL | 0 | 0 | 1 | 1 | 1 | 0 | 1 | 0 | 0 | 1
PCEA | HATLOS_6_BWDHY1 | PCE40001 | 2020 | 9 | 0.95328 | CONFIDENTIAL | CONFIDENTIAL | online |  | CONFIDENTIAL | CONFIDENTIAL | CAISO_Hydro | 1 | hydro | hydro_2020_9 | 71% | 1 | CONFIDENTIAL | CONFIDENTIAL | ok | physical | 1 | 0 | HATLOS_6_BWDHY1_PCE40001_CONFIDENTIAL | 0 | 0 | 1 | 1 | 1 | 0 | 1 | 0 | 0 | 1
PCEA | HATLOS_6_BWDHY1 | PCE40001 | 2020 | 10 | 0.97762 | CONFIDENTIAL | CONFIDENTIAL | online |  | CONFIDENTIAL | CONFIDENTIAL | CAISO_Hydro | 1 | hydro | hydro_2020_10 | 64% | 1 | CONFIDENTIAL | CONFIDENTIAL | ok | physical | 1 | 0 | HATLOS_6_BWDHY1_PCE40001_CONFIDENTIAL | 0 | 0 | 1 | 1 | 1 | 0 | 1 | 0 | 0 | 1
PCEA | HATLOS_6_BWDHY1 | PCE40001 | 2020 | 11 | 0.92592 | CONFIDENTIAL | CONFIDENTIAL | online |  | CONFIDENTIAL | CONFIDENTIAL | CAISO_Hydro | 1 | hydro | hydro_2020_11 | 56% | 1 | CONFIDENTIAL | CONFIDENTIAL | ok | physical | 1 | 0 | HATLOS_6_BWDHY1_PCE40001_CONFIDENTIAL | 0 | 0 | 1 | 1 | 1 | 0 | 1 | 0 | 0 | 1
PCEA | HATLOS_6_BWDHY1 | PCE40001 | 2020 | 12 | 0.9018 | CONFIDENTIAL | CONFIDENTIAL | online |  | CONFIDENTIAL | CONFIDENTIAL | CAISO_Hydro | 1 | hydro | hydro_2020_12 | 64% | 1 | CONFIDENTIAL | CONFIDENTIAL | ok | physical | 1 | 0 | HATLOS_6_BWDHY1_PCE40001_CONFIDENTIAL | 0 | 0 | 1 | 1 | 1 | 0 | 1 | 0 | 0 | 1
PCEA | HATLOS_6_BWDHY1 | PCE40001 | 2021 | 1 | 1.0133 | CONFIDENTIAL | CONFIDENTIAL | online |  | CONFIDENTIAL | CONFIDENTIAL | CAISO_Hydro | 1 | hydro | hydro_2021_1 | 60% | 1 | CONFIDENTIAL | CONFIDENTIAL | ok | physical | 1 | 0 | HATLOS_6_BWDHY1_PCE40001_CONFIDENTIAL | 0 | 0 | 1 | 1 | 1 | 0 | 1 | 0 | 0 | 1
PCEA | HATLOS_6_BWDHY1 | PCE40001 | 2021 | 2 | 0.97037 | CONFIDENTIAL | CONFIDENTIAL | online |  | CONFIDENTIAL | CONFIDENTIAL | CAISO_Hydro | 1 | hydro | hydro_2021_2 | 70% | 1 | CONFIDENTIAL | CONFIDENTIAL | ok | physical | 1 | 0 | HATLOS_6_BWDHY1_PCE40001_CONFIDENTIAL | 0 | 0 | 1 | 1 | 1 | 0 | 1 | 0 | 0 | 1
PCEA | HATLOS_6_BWDHY1 | PCE40001 | 2021 | 3 | 0.98059 | CONFIDENTIAL | CONFIDENTIAL | online |  | CONFIDENTIAL | CONFIDENTIAL | CAISO_Hydro | 1 | hydro | hydro_2021_3 | 73% | 1 | CONFIDENTIAL | CONFIDENTIAL | ok | physical | 1 | 0 | HATLOS_6_BWDHY1_PCE40001_CONFIDENTIAL | 0 | 0 | 1 | 1 | 1 | 0 | 1 | 0 | 0 | 1
PCEA | HATLOS_6_BWDHY1 | PCE40001 | 2021 | 4 | 0.92016 | CONFIDENTIAL | CONFIDENTIAL | online |  | CONFIDENTIAL | CONFIDENTIAL | CAISO_Hydro | 1 | hydro | hydro_2021_4 | 72% | 1 | CONFIDENTIAL | CONFIDENTIAL | ok | physical | 1 | 0 | HATLOS_6_BWDHY1_PCE40001_CONFIDENTIAL | 0 | 0 | 1 | 1 | 1 | 0 | 1 | 0 | 0 | 1
PCEA | HATLOS_6_BWDHY1 | PCE40001 | 2021 | 5 | 0.95827 | CONFIDENTIAL | CONFIDENTIAL | online |  | CONFIDENTIAL | CONFIDENTIAL | CAISO_Hydro | 1 | hydro | hydro_2021_5 | 69% | 1 | CONFIDENTIAL | CONFIDENTIAL | ok | physical | 1 | 0 | HATLOS_6_BWDHY1_PCE40001_CONFIDENTIAL | 0 | 0 | 1 | 1 | 1 | 0 | 1 | 0 | 0 | 1
PCEA | HATLOS_6_BWDHY1 | PCE40001 | 2021 | 6 | 0.93888 | CONFIDENTIAL | CONFIDENTIAL | online |  | CONFIDENTIAL | CONFIDENTIAL | CAISO_Hydro | 1 | hydro | hydro_2021_6 | 74% | 1 | CONFIDENTIAL | CONFIDENTIAL | ok | physical | 1 | 0 | HATLOS_6_BWDHY1_PCE40001_CONFIDENTIAL | 0 | 0 | 1 | 1 | 1 | 0 | 1 | 0 | 0 | 1
PCEA | HATLOS_6_BWDHY1 | PCE40001 | 2021 | 7 | 0.9181 | CONFIDENTIAL | CONFIDENTIAL | online |  | CONFIDENTIAL | CONFIDENTIAL | CAISO_Hydro | 1 | hydro | hydro_2021_7 | 73% | 1 | CONFIDENTIAL | CONFIDENTIAL | ok | physical | 1 | 0 | HATLOS_6_BWDHY1_PCE40001_CONFIDENTIAL | 0 | 0 | 1 | 1 | 1 | 0 | 1 | 0 | 0 | 1
PCEA | HATLOS_6_BWDHY1 | PCE40001 | 2021 | 8 | 0.98357 | CONFIDENTIAL | CONFIDENTIAL | online |  | CONFIDENTIAL | CONFIDENTIAL | CAISO_Hydro | 1 | hydro | hydro_2021_8 | 72% | 1 | CONFIDENTIAL | CONFIDENTIAL | ok | physical | 1 | 0 | HATLOS_6_BWDHY1_PCE40001_CONFIDENTIAL | 0 | 0 | 1 | 1 | 1 | 0 | 1 | 0 | 0 | 1
PCEA | HATLOS_6_BWDHY1 | PCE40001 | 2021 | 9 | 0.95328 | CONFIDENTIAL | CONFIDENTIAL | online |  | CONFIDENTIAL | CONFIDENTIAL | CAISO_Hydro | 1 | hydro | hydro_2021_9 | 71% | 1 | CONFIDENTIAL | CONFIDENTIAL | ok | physical | 1 | 0 | HATLOS_6_BWDHY1_PCE40001_CONFIDENTIAL | 0 | 0 | 1 | 1 | 1 | 0 | 1 | 0 | 0 | 1
PCEA | HATLOS_6_BWDHY1 | PCE40001 | 2021 | 10 | 0.97762 | CONFIDENTIAL | CONFIDENTIAL | online |  | CONFIDENTIAL | CONFIDENTIAL | CAISO_Hydro | 1 | hydro | hydro_2021_10 | 64% | 1 | CONFIDENTIAL | CONFIDENTIAL | ok | physical | 1 | 0 | HATLOS_6_BWDHY1_PCE40001_CONFIDENTIAL | 0 | 0 | 1 | 1 | 1 | 0 | 1 | 0 | 0 | 1
PCEA | HATLOS_6_BWDHY1 | PCE40001 | 2021 | 11 | 0.92592 | CONFIDENTIAL | CONFIDENTIAL | online |  | CONFIDENTIAL | CONFIDENTIAL | CAISO_Hydro | 1 | hydro | hydro_2021_11 | 56% | 1 | CONFIDENTIAL | CONFIDENTIAL | ok | physical | 1 | 0 | HATLOS_6_BWDHY1_PCE40001_CONFIDENTIAL | 0 | 0 | 1 | 1 | 1 | 0 | 1 | 0 | 0 | 1
PCEA | HATLOS_6_BWDHY1 | PCE40001 | 2021 | 12 | 0.9018 | CONFIDENTIAL | CONFIDENTIAL | online |  | CONFIDENTIAL | CONFIDENTIAL | CAISO_Hydro | 1 | hydro | hydro_2021_12 | 64% | 1 | CONFIDENTIAL | CONFIDENTIAL | ok | physical | 1 | 0 | HATLOS_6_BWDHY1_PCE40001_CONFIDENTIAL | 0 | 0 | 1 | 1 | 1 | 0 | 1 | 0 | 0 | 1
PCEA | HATLOS_6_BWDHY1 | PCE40001 | 2022 | 1 | 1.0133 | CONFIDENTIAL | CONFIDENTIAL | online |  | CONFIDENTIAL | CONFIDENTIAL | CAISO_Hydro | 1 | hydro | hydro_2022_1 | 60% | 1 | CONFIDENTIAL | CONFIDENTIAL | ok | physical | 1 | 0 | HATLOS_6_BWDHY1_PCE40001_CONFIDENTIAL | 0 | 0 | 1 | 1 | 1 | 0 | 1 | 0 | 0 | 1
PCEA | HATLOS_6_BWDHY1 | PCE40001 | 2022 | 2 | 0.97037 | CONFIDENTIAL | CONFIDENTIAL | online |  | CONFIDENTIAL | CONFIDENTIAL | CAISO_Hydro | 1 | hydro | hydro_2022_2 | 70% | 1 | CONFIDENTIAL | CONFIDENTIAL | ok | physical | 1 | 0 | HATLOS_6_BWDHY1_PCE40001_CONFIDENTIAL | 0 | 0 | 1 | 1 | 1 | 0 | 1 | 0 | 0 | 1
PCEA | HATLOS_6_BWDHY1 | PCE40001 | 2022 | 3 | 0.98059 | CONFIDENTIAL | CONFIDENTIAL | online |  | CONFIDENTIAL | CONFIDENTIAL | CAISO_Hydro | 1 | hydro | hydro_2022_3 | 73% | 1 | CONFIDENTIAL | CONFIDENTIAL | ok | physical | 1 | 0 | HATLOS_6_BWDHY1_PCE40001_CONFIDENTIAL | 0 | 0 | 1 | 1 | 1 | 0 | 1 | 0 | 0 | 1
PCEA | HATLOS_6_BWDHY1 | PCE40001 | 2022 | 4 | 0.92016 | CONFIDENTIAL | CONFIDENTIAL | online |  | CONFIDENTIAL | CONFIDENTIAL | CAISO_Hydro | 1 | hydro | hydro_2022_4 | 72% | 1 | CONFIDENTIAL | CONFIDENTIAL | ok | physical | 1 | 0 | HATLOS_6_BWDHY1_PCE40001_CONFIDENTIAL | 0 | 0 | 1 | 1 | 1 | 0 | 1 | 0 | 0 | 1
PCEA | HATLOS_6_BWDHY1 | PCE40001 | 2022 | 5 | 0.95827 | CONFIDENTIAL | CONFIDENTIAL | online |  | CONFIDENTIAL | CONFIDENTIAL | CAISO_Hydro | 1 | hydro | hydro_2022_5 | 69% | 1 | CONFIDENTIAL | CONFIDENTIAL | ok | physical | 1 | 0 | HATLOS_6_BWDHY1_PCE40001_CONFIDENTIAL | 0 | 0 | 1 | 1 | 1 | 0 | 1 | 0 | 0 | 1
PCEA | HATLOS_6_BWDHY1 | PCE40001 | 2022 | 6 | 0.93888 | CONFIDENTIAL | CONFIDENTIAL | online |  | CONFIDENTIAL | CONFIDENTIAL | CAISO_Hydro | 1 | hydro | hydro_2022_6 | 74% | 1 | CONFIDENTIAL | CONFIDENTIAL | ok | physical | 1 | 0 | HATLOS_6_BWDHY1_PCE40001_CONFIDENTIAL | 0 | 0 | 1 | 1 | 1 | 0 | 1 | 0 | 0 | 1
PCEA | HATLOS_6_BWDHY1 | PCE40001 | 2022 | 7 | 0.9181 | CONFIDENTIAL | CONFIDENTIAL | online |  | CONFIDENTIAL | CONFIDENTIAL | CAISO_Hydro | 1 | hydro | hydro_2022_7 | 73% | 1 | CONFIDENTIAL | CONFIDENTIAL | ok | physical | 1 | 0 | HATLOS_6_BWDHY1_PCE40001_CONFIDENTIAL | 0 | 0 | 1 | 1 | 1 | 0 | 1 | 0 | 0 | 1
PCEA | HATLOS_6_BWDHY1 | PCE40001 | 2022 | 8 | 0.98357 | CONFIDENTIAL | CONFIDENTIAL | online |  | CONFIDENTIAL | CONFIDENTIAL | CAISO_Hydro | 1 | hydro | hydro_2022_8 | 72% | 1 | CONFIDENTIAL | CONFIDENTIAL | ok | physical | 1 | 0 | HATLOS_6_BWDHY1_PCE40001_CONFIDENTIAL | 0 | 0 | 1 | 1 | 1 | 0 | 1 | 0 | 0 | 1
PCEA | HATLOS_6_BWDHY1 | PCE40001 | 2022 | 9 | 0.95328 | CONFIDENTIAL | CONFIDENTIAL | online |  | CONFIDENTIAL | CONFIDENTIAL | CAISO_Hydro | 1 | hydro | hydro_2022_9 | 71% | 1 | CONFIDENTIAL | CONFIDENTIAL | ok | physical | 1 | 0 | HATLOS_6_BWDHY1_PCE40001_CONFIDENTIAL | 0 | 0 | 1 | 1 | 1 | 0 | 1 | 0 | 0 | 1
PCEA | HATLOS_6_BWDHY1 | PCE40001 | 2022 | 10 | 0.97762 | CONFIDENTIAL | CONFIDENTIAL | online |  | CONFIDENTIAL | CONFIDENTIAL | CAISO_Hydro | 1 | hydro | hydro_2022_10 | 64% | 1 | CONFIDENTIAL | CONFIDENTIAL | ok | physical | 1 | 0 | HATLOS_6_BWDHY1_PCE40001_CONFIDENTIAL | 0 | 0 | 1 | 1 | 1 | 0 | 1 | 0 | 0 | 1
PCEA | HATLOS_6_BWDHY1 | PCE40001 | 2022 | 11 | 0.92592 | CONFIDENTIAL | CONFIDENTIAL | online |  | CONFIDENTIAL | CONFIDENTIAL | CAISO_Hydro | 1 | hydro | hydro_2022_11 | 56% | 1 | CONFIDENTIAL | CONFIDENTIAL | ok | physical | 1 | 0 | HATLOS_6_BWDHY1_PCE40001_CONFIDENTIAL | 0 | 0 | 1 | 1 | 1 | 0 | 1 | 0 | 0 | 1
PCEA | HATLOS_6_BWDHY1 | PCE40001 | 2022 | 12 | 0.9018 | CONFIDENTIAL | CONFIDENTIAL | online |  | CONFIDENTIAL | CONFIDENTIAL | CAISO_Hydro | 1 | hydro | hydro_2022_12 | 64% | 1 | CONFIDENTIAL | CONFIDENTIAL | ok | physical | 1 | 0 | HATLOS_6_BWDHY1_PCE40001_CONFIDENTIAL | 0 | 0 | 1 | 1 | 1 | 0 | 1 | 0 | 0 | 1
PCEA | HATLOS_6_BWDHY1 | PCE40001 | 2023 | 1 | 1.0133 | CONFIDENTIAL | CONFIDENTIAL | online |  | CONFIDENTIAL | CONFIDENTIAL | CAISO_Hydro | 1 | hydro | hydro_2023_1 | 60% | 1 | CONFIDENTIAL | CONFIDENTIAL | ok | physical | 1 | 0 | HATLOS_6_BWDHY1_PCE40001_CONFIDENTIAL | 0 | 0 | 1 | 1 | 1 | 0 | 1 | 0 | 0 | 1
PCEA | HATLOS_6_BWDHY1 | PCE40001 | 2023 | 2 | 0.97037 | CONFIDENTIAL | CONFIDENTIAL | online |  | CONFIDENTIAL | CONFIDENTIAL | CAISO_Hydro | 1 | hydro | hydro_2023_2 | 70% | 1 | CONFIDENTIAL | CONFIDENTIAL | ok | physical | 1 | 0 | HATLOS_6_BWDHY1_PCE40001_CONFIDENTIAL | 0 | 0 | 1 | 1 | 1 | 0 | 1 | 0 | 0 | 1
PCEA | HATLOS_6_BWDHY1 | PCE40001 | 2023 | 3 | 0.98059 | CONFIDENTIAL | CONFIDENTIAL | online |  | CONFIDENTIAL | CONFIDENTIAL | CAISO_Hydro | 1 | hydro | hydro_2023_3 | 73% | 1 | CONFIDENTIAL | CONFIDENTIAL | ok | physical | 1 | 0 | HATLOS_6_BWDHY1_PCE40001_CONFIDENTIAL | 0 | 0 | 1 | 1 | 1 | 0 | 1 | 0 | 0 | 1
PCEA | HATLOS_6_BWDHY1 | PCE40001 | 2023 | 4 | 0.92016 | CONFIDENTIAL | CONFIDENTIAL | online |  | CONFIDENTIAL | CONFIDENTIAL | CAISO_Hydro | 1 | hydro | hydro_2023_4 | 72% | 1 | CONFIDENTIAL | CONFIDENTIAL | ok | physical | 1 | 0 | HATLOS_6_BWDHY1_PCE40001_CONFIDENTIAL | 0 | 0 | 1 | 1 | 1 | 0 | 1 | 0 | 0 | 1
PCEA | HATLOS_6_BWDHY1 | PCE40001 | 2023 | 5 | 0.95827 | CONFIDENTIAL | CONFIDENTIAL | online |  | CONFIDENTIAL | CONFIDENTIAL | CAISO_Hydro | 1 | hydro | hydro_2023_5 | 69% | 1 | CONFIDENTIAL | CONFIDENTIAL | ok | physical | 1 | 0 | HATLOS_6_BWDHY1_PCE40001_CONFIDENTIAL | 0 | 0 | 1 | 1 | 1 | 0 | 1 | 0 | 0 | 1
PCEA | HATLOS_6_BWDHY1 | PCE40001 | 2023 | 6 | 0.93888 | CONFIDENTIAL | CONFIDENTIAL | online |  | CONFIDENTIAL | CONFIDENTIAL | CAISO_Hydro | 1 | hydro | hydro_2023_6 | 74% | 1 | CONFIDENTIAL | CONFIDENTIAL | ok | physical | 1 | 0 | HATLOS_6_BWDHY1_PCE40001_CONFIDENTIAL | 0 | 0 | 1 | 1 | 1 | 0 | 1 | 0 | 0 | 1
PCEA | HATLOS_6_BWDHY1 | PCE40001 | 2023 | 7 | 0.9181 | CONFIDENTIAL | CONFIDENTIAL | online |  | CONFIDENTIAL | CONFIDENTIAL | CAISO_Hydro | 1 | hydro | hydro_2023_7 | 73% | 1 | CONFIDENTIAL | CONFIDENTIAL | ok | physical | 1 | 0 | HATLOS_6_BWDHY1_PCE40001_CONFIDENTIAL | 0 | 0 | 1 | 1 | 1 | 0 | 1 | 0 | 0 | 1
PCEA | HATLOS_6_BWDHY1 | PCE40001 | 2023 | 8 | 0.98357 | CONFIDENTIAL | CONFIDENTIAL | online |  | CONFIDENTIAL | CONFIDENTIAL | CAISO_Hydro | 1 | hydro | hydro_2023_8 | 72% | 1 | CONFIDENTIAL | CONFIDENTIAL | ok | physical | 1 | 0 | HATLOS_6_BWDHY1_PCE40001_CONFIDENTIAL | 0 | 0 | 1 | 1 | 1 | 0 | 1 | 0 | 0 | 1
PCEA | HATLOS_6_BWDHY1 | PCE40001 | 2023 | 9 | 0.95328 | CONFIDENTIAL | CONFIDENTIAL | online |  | CONFIDENTIAL | CONFIDENTIAL | CAISO_Hydro | 1 | hydro | hydro_2023_9 | 71% | 1 | CONFIDENTIAL | CONFIDENTIAL | ok | physical | 1 | 0 | HATLOS_6_BWDHY1_PCE40001_CONFIDENTIAL | 0 | 0 | 1 | 1 | 1 | 0 | 1 | 0 | 0 | 1
PCEA | HATLOS_6_BWDHY1 | PCE40001 | 2023 | 10 | 0.97762 | CONFIDENTIAL | CONFIDENTIAL | online |  | CONFIDENTIAL | CONFIDENTIAL | CAISO_Hydro | 1 | hydro | hydro_2023_10 | 64% | 1 | CONFIDENTIAL | CONFIDENTIAL | ok | physical | 1 | 0 | HATLOS_6_BWDHY1_PCE40001_CONFIDENTIAL | 0 | 0 | 1 | 1 | 1 | 0 | 1 | 0 | 0 | 1
PCEA | HATLOS_6_BWDHY1 | PCE40001 | 2023 | 11 | 0.92592 | CONFIDENTIAL | CONFIDENTIAL | online |  | CONFIDENTIAL | CONFIDENTIAL | CAISO_Hydro | 1 | hydro | hydro_2023_11 | 56% | 1 | CONFIDENTIAL | CONFIDENTIAL | ok | physical | 1 | 0 | HATLOS_6_BWDHY1_PCE40001_CONFIDENTIAL | 0 | 0 | 1 | 1 | 1 | 0 | 1 | 0 | 0 | 1
PCEA | HATLOS_6_BWDHY1 | PCE40001 | 2023 | 12 | 0.9018 | CONFIDENTIAL | CONFIDENTIAL | online |  | CONFIDENTIAL | CONFIDENTIAL | CAISO_Hydro | 1 | hydro | hydro_2023_12 | 64% | 1 | CONFIDENTIAL | CONFIDENTIAL | ok | physical | 1 | 0 | HATLOS_6_BWDHY1_PCE40001_CONFIDENTIAL | 0 | 0 | 1 | 1 | 1 | 0 | 1 | 0 | 0 | 1
PCEA | HATLOS_6_BWDHY1 | PCE40001 | 2024 | 1 | 1.0133 | CONFIDENTIAL | CONFIDENTIAL | online |  | CONFIDENTIAL | CONFIDENTIAL | CAISO_Hydro | 1 | hydro | hydro_2024_1 | 60% | 1 | CONFIDENTIAL | CONFIDENTIAL | ok | physical | 1 | 0 | HATLOS_6_BWDHY1_PCE40001_CONFIDENTIAL | 0 | 0 | 1 | 1 | 1 | 0 | 1 | 0 | 0 | 1
PCEA | HATLOS_6_BWDHY1 | PCE40001 | 2024 | 2 | 0.97037 | CONFIDENTIAL | CONFIDENTIAL | online |  | CONFIDENTIAL | CONFIDENTIAL | CAISO_Hydro | 1 | hydro | hydro_2024_2 | 70% | 1 | CONFIDENTIAL | CONFIDENTIAL | ok | physical | 1 | 0 | HATLOS_6_BWDHY1_PCE40001_CONFIDENTIAL | 0 | 0 | 1 | 1 | 1 | 0 | 1 | 0 | 0 | 1
PCEA | HATLOS_6_BWDHY1 | PCE40001 | 2024 | 3 | 0.98059 | CONFIDENTIAL | CONFIDENTIAL | online |  | CONFIDENTIAL | CONFIDENTIAL | CAISO_Hydro | 1 | hydro | hydro_2024_3 | 73% | 1 | CONFIDENTIAL | CONFIDENTIAL | ok | physical | 1 | 0 | HATLOS_6_BWDHY1_PCE40001_CONFIDENTIAL | 0 | 0 | 1 | 1 | 1 | 0 | 1 | 0 | 0 | 1
PCEA | HATLOS_6_BWDHY1 | PCE40001 | 2024 | 4 | 0.92016 | CONFIDENTIAL | CONFIDENTIAL | online |  | CONFIDENTIAL | CONFIDENTIAL | CAISO_Hydro | 1 | hydro | hydro_2024_4 | 72% | 1 | CONFIDENTIAL | CONFIDENTIAL | ok | physical | 1 | 0 | HATLOS_6_BWDHY1_PCE40001_CONFIDENTIAL | 0 | 0 | 1 | 1 | 1 | 0 | 1 | 0 | 0 | 1
PCEA | HATLOS_6_BWDHY1 | PCE40001 | 2024 | 5 | 0.95827 | CONFIDENTIAL | CONFIDENTIAL | online |  | CONFIDENTIAL | CONFIDENTIAL | CAISO_Hydro | 1 | hydro | hydro_2024_5 | 69% | 1 | CONFIDENTIAL | CONFIDENTIAL | ok | physical | 1 | 0 | HATLOS_6_BWDHY1_PCE40001_CONFIDENTIAL | 0 | 0 | 1 | 1 | 1 | 0 | 1 | 0 | 0 | 1
PCEA | HATLOS_6_BWDHY1 | PCE40001 | 2024 | 6 | 0.93888 | CONFIDENTIAL | CONFIDENTIAL | online |  | CONFIDENTIAL | CONFIDENTIAL | CAISO_Hydro | 1 | hydro | hydro_2024_6 | 74% | 1 | CONFIDENTIAL | CONFIDENTIAL | ok | physical | 1 | 0 | HATLOS_6_BWDHY1_PCE40001_CONFIDENTIAL | 0 | 0 | 1 | 1 | 1 | 0 | 1 | 0 | 0 | 1
PCEA | HATLOS_6_BWDHY1 | PCE40001 | 2024 | 7 | 0.9181 | CONFIDENTIAL | CONFIDENTIAL | online |  | CONFIDENTIAL | CONFIDENTIAL | CAISO_Hydro | 1 | hydro | hydro_2024_7 | 73% | 1 | CONFIDENTIAL | CONFIDENTIAL | ok | physical | 1 | 0 | HATLOS_6_BWDHY1_PCE40001_CONFIDENTIAL | 0 | 0 | 1 | 1 | 1 | 0 | 1 | 0 | 0 | 1
PCEA | HATLOS_6_BWDHY1 | PCE40001 | 2024 | 8 | 0.98357 | CONFIDENTIAL | CONFIDENTIAL | online |  | CONFIDENTIAL | CONFIDENTIAL | CAISO_Hydro | 1 | hydro | hydro_2024_8 | 72% | 1 | CONFIDENTIAL | CONFIDENTIAL | ok | physical | 1 | 0 | HATLOS_6_BWDHY1_PCE40001_CONFIDENTIAL | 0 | 0 | 1 | 1 | 1 | 0 | 1 | 0 | 0 | 1
PCEA | HATLOS_6_BWDHY1 | PCE40001 | 2024 | 9 | 0.95328 | CONFIDENTIAL | CONFIDENTIAL | online |  | CONFIDENTIAL | CONFIDENTIAL | CAISO_Hydro | 1 | hydro | hydro_2024_9 | 71% | 1 | CONFIDENTIAL | CONFIDENTIAL | ok | physical | 1 | 0 | HATLOS_6_BWDHY1_PCE40001_CONFIDENTIAL | 0 | 0 | 1 | 1 | 1 | 0 | 1 | 0 | 0 | 1
PCEA | HATLOS_6_BWDHY1 | PCE40001 | 2024 | 10 | 0.97762 | CONFIDENTIAL | CONFIDENTIAL | online |  | CONFIDENTIAL | CONFIDENTIAL | CAISO_Hydro | 1 | hydro | hydro_2024_10 | 64% | 1 | CONFIDENTIAL | CONFIDENTIAL | ok | physical | 1 | 0 | HATLOS_6_BWDHY1_PCE40001_CONFIDENTIAL | 0 | 0 | 1 | 1 | 1 | 0 | 1 | 0 | 0 | 1
PCEA | HATLOS_6_BWDHY1 | PCE40001 | 2024 | 11 | 0.92592 | CONFIDENTIAL | CONFIDENTIAL | online |  | CONFIDENTIAL | CONFIDENTIAL | CAISO_Hydro | 1 | hydro | hydro_2024_11 | 56% | 1 | CONFIDENTIAL | CONFIDENTIAL | ok | physical | 1 | 0 | HATLOS_6_BWDHY1_PCE40001_CONFIDENTIAL | 0 | 0 | 1 | 1 | 1 | 0 | 1 | 0 | 0 | 1
PCEA | HATLOS_6_BWDHY1 | PCE40001 | 2024 | 12 | 0.9018 | CONFIDENTIAL | CONFIDENTIAL | online |  | CONFIDENTIAL | CONFIDENTIAL | CAISO_Hydro | 1 | hydro | hydro_2024_12 | 64% | 1 | CONFIDENTIAL | CONFIDENTIAL | ok | physical | 1 | 0 | HATLOS_6_BWDHY1_PCE40001_CONFIDENTIAL | 0 | 0 | 1 | 1 | 1 | 0 | 1 | 0 | 0 | 1
PCEA | HATLOS_6_BWDHY1 | PCE40001 | 2025 | 1 | 1.0133 | CONFIDENTIAL | CONFIDENTIAL | online |  | CONFIDENTIAL | CONFIDENTIAL | CAISO_Hydro | 1 | hydro | hydro_2025_1 | 60% | 1 | CONFIDENTIAL | CONFIDENTIAL | ok | physical | 1 | 0 | HATLOS_6_BWDHY1_PCE40001_CONFIDENTIAL | 0 | 0 | 1 | 1 | 1 | 0 | 1 | 0 | 0 | 1
PCEA | HATLOS_6_BWDHY1 | PCE40001 | 2025 | 2 | 0.97037 | CONFIDENTIAL | CONFIDENTIAL | online |  | CONFIDENTIAL | CONFIDENTIAL | CAISO_Hydro | 1 | hydro | hydro_2025_2 | 70% | 1 | CONFIDENTIAL | CONFIDENTIAL | ok | physical | 1 | 0 | HATLOS_6_BWDHY1_PCE40001_CONFIDENTIAL | 0 | 0 | 1 | 1 | 1 | 0 | 1 | 0 | 0 | 1
PCEA | HATLOS_6_BWDHY1 | PCE40001 | 2025 | 3 | 0.98059 | CONFIDENTIAL | CONFIDENTIAL | online |  | CONFIDENTIAL | CONFIDENTIAL | CAISO_Hydro | 1 | hydro | hydro_2025_3 | 73% | 1 | CONFIDENTIAL | CONFIDENTIAL | ok | physical | 1 | 0 | HATLOS_6_BWDHY1_PCE40001_CONFIDENTIAL | 0 | 0 | 1 | 1 | 1 | 0 | 1 | 0 | 0 | 1
PCEA | HATLOS_6_BWDHY1 | PCE40001 | 2025 | 4 | 0.92016 | CONFIDENTIAL | CONFIDENTIAL | online |  | CONFIDENTIAL | CONFIDENTIAL | CAISO_Hydro | 1 | hydro | hydro_2025_4 | 72% | 1 | CONFIDENTIAL | CONFIDENTIAL | ok | physical | 1 | 0 | HATLOS_6_BWDHY1_PCE40001_CONFIDENTIAL | 0 | 0 | 1 | 1 | 1 | 0 | 1 | 0 | 0 | 1
PCEA | HATLOS_6_BWDHY1 | PCE40001 | 2025 | 5 | 0.95827 | CONFIDENTIAL | CONFIDENTIAL | online |  | CONFIDENTIAL | CONFIDENTIAL | CAISO_Hydro | 1 | hydro | hydro_2025_5 | 69% | 1 | CONFIDENTIAL | CONFIDENTIAL | ok | physical | 1 | 0 | HATLOS_6_BWDHY1_PCE40001_CONFIDENTIAL | 0 | 0 | 1 | 1 | 1 | 0 | 1 | 0 | 0 | 1
PCEA | HATLOS_6_BWDHY1 | PCE40001 | 2025 | 6 | 0.93888 | CONFIDENTIAL | CONFIDENTIAL | online |  | CONFIDENTIAL | CONFIDENTIAL | CAISO_Hydro | 1 | hydro | hydro_2025_6 | 74% | 1 | CONFIDENTIAL | CONFIDENTIAL | ok | physical | 1 | 0 | HATLOS_6_BWDHY1_PCE40001_CONFIDENTIAL | 0 | 0 | 1 | 1 | 1 | 0 | 1 | 0 | 0 | 1
PCEA | HATLOS_6_BWDHY1 | PCE40001 | 2025 | 7 | 0.9181 | CONFIDENTIAL | CONFIDENTIAL | online |  | CONFIDENTIAL | CONFIDENTIAL | CAISO_Hydro | 1 | hydro | hydro_2025_7 | 73% | 1 | CONFIDENTIAL | CONFIDENTIAL | ok | physical | 1 | 0 | HATLOS_6_BWDHY1_PCE40001_CONFIDENTIAL | 0 | 0 | 1 | 1 | 1 | 0 | 1 | 0 | 0 | 1
PCEA | HATLOS_6_BWDHY1 | PCE40001 | 2025 | 8 | 0.98357 | CONFIDENTIAL | CONFIDENTIAL | online |  | CONFIDENTIAL | CONFIDENTIAL | CAISO_Hydro | 1 | hydro | hydro_2025_8 | 72% | 1 | CONFIDENTIAL | CONFIDENTIAL | ok | physical | 1 | 0 | HATLOS_6_BWDHY1_PCE40001_CONFIDENTIAL | 0 | 0 | 1 | 1 | 1 | 0 | 1 | 0 | 0 | 1
PCEA | HATLOS_6_BWDHY1 | PCE40001 | 2025 | 9 | 0.95328 | CONFIDENTIAL | CONFIDENTIAL | online |  | CONFIDENTIAL | CONFIDENTIAL | CAISO_Hydro | 1 | hydro | hydro_2025_9 | 71% | 1 | CONFIDENTIAL | CONFIDENTIAL | ok | physical | 1 | 0 | HATLOS_6_BWDHY1_PCE40001_CONFIDENTIAL | 0 | 0 | 1 | 1 | 1 | 0 | 1 | 0 | 0 | 1
PCEA | HATLOS_6_BWDHY1 | PCE40001 | 2025 | 10 | 0.97762 | CONFIDENTIAL | CONFIDENTIAL | online |  | CONFIDENTIAL | CONFIDENTIAL | CAISO_Hydro | 1 | hydro | hydro_2025_10 | 64% | 1 | CONFIDENTIAL | CONFIDENTIAL | ok | physical | 1 | 0 | HATLOS_6_BWDHY1_PCE40001_CONFIDENTIAL | 0 | 0 | 1 | 1 | 1 | 0 | 1 | 0 | 0 | 1
PCEA | HATLOS_6_BWDHY1 | PCE40001 | 2025 | 11 | 0.92592 | CONFIDENTIAL | CONFIDENTIAL | online |  | CONFIDENTIAL | CONFIDENTIAL | CAISO_Hydro | 1 | hydro | hydro_2025_11 | 56% | 1 | CONFIDENTIAL | CONFIDENTIAL | ok | physical | 1 | 0 | HATLOS_6_BWDHY1_PCE40001_CONFIDENTIAL | 0 | 0 | 1 | 1 | 1 | 0 | 1 | 0 | 0 | 1
PCEA | HATLOS_6_BWDHY1 | PCE40001 | 2025 | 12 | 0.9018 | CONFIDENTIAL | CONFIDENTIAL | online |  | CONFIDENTIAL | CONFIDENTIAL | CAISO_Hydro | 1 | hydro | hydro_2025_12 | 64% | 1 | CONFIDENTIAL | CONFIDENTIAL | ok | physical | 1 | 0 | HATLOS_6_BWDHY1_PCE40001_CONFIDENTIAL | 0 | 0 | 1 | 1 | 1 | 0 | 1 | 0 | 0 | 1
PCEA | HATLOS_6_BWDHY1 | PCE40001 | 2026 | 1 | 1.0133 | CONFIDENTIAL | CONFIDENTIAL | online |  | CONFIDENTIAL | CONFIDENTIAL | CAISO_Hydro | 1 | hydro | hydro_2026_1 | 60% | 1 | CONFIDENTIAL | CONFIDENTIAL | ok | physical | 1 | 0 | HATLOS_6_BWDHY1_PCE40001_CONFIDENTIAL | 0 | 0 | 1 | 1 | 1 | 0 | 1 | 0 | 0 | 1
PCEA | HATLOS_6_BWDHY1 | PCE40001 | 2026 | 2 | 0.97037 | CONFIDENTIAL | CONFIDENTIAL | online |  | CONFIDENTIAL | CONFIDENTIAL | CAISO_Hydro | 1 | hydro | hydro_2026_2 | 70% | 1 | CONFIDENTIAL | CONFIDENTIAL | ok | physical | 1 | 0 | HATLOS_6_BWDHY1_PCE40001_CONFIDENTIAL | 0 | 0 | 1 | 1 | 1 | 0 | 1 | 0 | 0 | 1
PCEA | HATLOS_6_BWDHY1 | PCE40001 | 2026 | 3 | 0.98059 | CONFIDENTIAL | CONFIDENTIAL | online |  | CONFIDENTIAL | CONFIDENTIAL | CAISO_Hydro | 1 | hydro | hydro_2026_3 | 73% | 1 | CONFIDENTIAL | CONFIDENTIAL | ok | physical | 1 | 0 | HATLOS_6_BWDHY1_PCE40001_CONFIDENTIAL | 0 | 0 | 1 | 1 | 1 | 0 | 1 | 0 | 0 | 1
PCEA | HATLOS_6_BWDHY1 | PCE40001 | 2026 | 4 | 0.92016 | CONFIDENTIAL | CONFIDENTIAL | online |  | CONFIDENTIAL | CONFIDENTIAL | CAISO_Hydro | 1 | hydro | hydro_2026_4 | 72% | 1 | CONFIDENTIAL | CONFIDENTIAL | ok | physical | 1 | 0 | HATLOS_6_BWDHY1_PCE40001_CONFIDENTIAL | 0 | 0 | 1 | 1 | 1 | 0 | 1 | 0 | 0 | 1
PCEA | HATLOS_6_BWDHY1 | PCE40001 | 2026 | 5 | 0.95827 | CONFIDENTIAL | CONFIDENTIAL | online |  | CONFIDENTIAL | CONFIDENTIAL | CAISO_Hydro | 1 | hydro | hydro_2026_5 | 69% | 1 | CONFIDENTIAL | CONFIDENTIAL | ok | physical | 1 | 0 | HATLOS_6_BWDHY1_PCE40001_CONFIDENTIAL | 0 | 0 | 1 | 1 | 1 | 0 | 1 | 0 | 0 | 1
PCEA | HATLOS_6_BWDHY1 | PCE40001 | 2026 | 6 | 0.93888 | CONFIDENTIAL | CONFIDENTIAL | online |  | CONFIDENTIAL | CONFIDENTIAL | CAISO_Hydro | 1 | hydro | hydro_2026_6 | 74% | 1 | CONFIDENTIAL | CONFIDENTIAL | ok | physical | 1 | 0 | HATLOS_6_BWDHY1_PCE40001_CONFIDENTIAL | 0 | 0 | 1 | 1 | 1 | 0 | 1 | 0 | 0 | 1
PCEA | HATLOS_6_BWDHY1 | PCE40001 | 2026 | 7 | 0.9181 | CONFIDENTIAL | CONFIDENTIAL | online |  | CONFIDENTIAL | CONFIDENTIAL | CAISO_Hydro | 1 | hydro | hydro_2026_7 | 73% | 1 | CONFIDENTIAL | CONFIDENTIAL | ok | physical | 1 | 0 | HATLOS_6_BWDHY1_PCE40001_CONFIDENTIAL | 0 | 0 | 1 | 1 | 1 | 0 | 1 | 0 | 0 | 1
PCEA | HATLOS_6_BWDHY1 | PCE40001 | 2026 | 8 | 0.98357 | CONFIDENTIAL | CONFIDENTIAL | online |  | CONFIDENTIAL | CONFIDENTIAL | CAISO_Hydro | 1 | hydro | hydro_2026_8 | 72% | 1 | CONFIDENTIAL | CONFIDENTIAL | ok | physical | 1 | 0 | HATLOS_6_BWDHY1_PCE40001_CONFIDENTIAL | 0 | 0 | 1 | 1 | 1 | 0 | 1 | 0 | 0 | 1
PCEA | HATLOS_6_BWDHY1 | PCE40001 | 2026 | 9 | 0.95328 | CONFIDENTIAL | CONFIDENTIAL | online |  | CONFIDENTIAL | CONFIDENTIAL | CAISO_Hydro | 1 | hydro | hydro_2026_9 | 71% | 1 | CONFIDENTIAL | CONFIDENTIAL | ok | physical | 1 | 0 | HATLOS_6_BWDHY1_PCE40001_CONFIDENTIAL | 0 | 0 | 1 | 1 | 1 | 0 | 1 | 0 | 0 | 1
PCEA | HATLOS_6_BWDHY1 | PCE40001 | 2026 | 10 | 0.97762 | CONFIDENTIAL | CONFIDENTIAL | online |  | CONFIDENTIAL | CONFIDENTIAL | CAISO_Hydro | 1 | hydro | hydro_2026_10 | 64% | 1 | CONFIDENTIAL | CONFIDENTIAL | ok | physical | 1 | 0 | HATLOS_6_BWDHY1_PCE40001_CONFIDENTIAL | 0 | 0 | 1 | 1 | 1 | 0 | 1 | 0 | 0 | 1
PCEA | HATLOS_6_BWDHY1 | PCE40001 | 2026 | 11 | 0.92592 | CONFIDENTIAL | CONFIDENTIAL | online |  | CONFIDENTIAL | CONFIDENTIAL | CAISO_Hydro | 1 | hydro | hydro_2026_11 | 56% | 1 | CONFIDENTIAL | CONFIDENTIAL | ok | physical | 1 | 0 | HATLOS_6_BWDHY1_PCE40001_CONFIDENTIAL | 0 | 0 | 1 | 1 | 1 | 0 | 1 | 0 | 0 | 1
PCEA | HATLOS_6_BWDHY1 | PCE40001 | 2026 | 12 | 0.9018 | CONFIDENTIAL | CONFIDENTIAL | online |  | CONFIDENTIAL | CONFIDENTIAL | CAISO_Hydro | 1 | hydro | hydro_2026_12 | 64% | 1 | CONFIDENTIAL | CONFIDENTIAL | ok | physical | 1 | 0 | HATLOS_6_BWDHY1_PCE40001_CONFIDENTIAL | 0 | 0 | 1 | 1 | 1 | 0 | 1 | 0 | 0 | 1
PCEA | HATLOS_6_BWDHY1 | PCE40001 | 2027 | 1 | 1.0133 | CONFIDENTIAL | CONFIDENTIAL | online |  | CONFIDENTIAL | CONFIDENTIAL | CAISO_Hydro | 1 | hydro | hydro_2027_1 | 60% | 1 | CONFIDENTIAL | CONFIDENTIAL | ok | physical | 1 | 0 | HATLOS_6_BWDHY1_PCE40001_CONFIDENTIAL | 0 | 0 | 1 | 1 | 1 | 0 | 1 | 0 | 0 | 1
PCEA | HATLOS_6_BWDHY1 | PCE40001 | 2027 | 2 | 0.97037 | CONFIDENTIAL | CONFIDENTIAL | online |  | CONFIDENTIAL | CONFIDENTIAL | CAISO_Hydro | 1 | hydro | hydro_2027_2 | 70% | 1 | CONFIDENTIAL | CONFIDENTIAL | ok | physical | 1 | 0 | HATLOS_6_BWDHY1_PCE40001_CONFIDENTIAL | 0 | 0 | 1 | 1 | 1 | 0 | 1 | 0 | 0 | 1
PCEA | HATLOS_6_BWDHY1 | PCE40001 | 2027 | 3 | 0.98059 | CONFIDENTIAL | CONFIDENTIAL | online |  | CONFIDENTIAL | CONFIDENTIAL | CAISO_Hydro | 1 | hydro | hydro_2027_3 | 73% | 1 | CONFIDENTIAL | CONFIDENTIAL | ok | physical | 1 | 0 | HATLOS_6_BWDHY1_PCE40001_CONFIDENTIAL | 0 | 0 | 1 | 1 | 1 | 0 | 1 | 0 | 0 | 1
PCEA | HATLOS_6_BWDHY1 | PCE40001 | 2027 | 4 | 0.92016 | CONFIDENTIAL | CONFIDENTIAL | online |  | CONFIDENTIAL | CONFIDENTIAL | CAISO_Hydro | 1 | hydro | hydro_2027_4 | 72% | 1 | CONFIDENTIAL | CONFIDENTIAL | ok | physical | 1 | 0 | HATLOS_6_BWDHY1_PCE40001_CONFIDENTIAL | 0 | 0 | 1 | 1 | 1 | 0 | 1 | 0 | 0 | 1
PCEA | HATLOS_6_BWDHY1 | PCE40001 | 2027 | 5 | 0.95827 | CONFIDENTIAL | CONFIDENTIAL | online |  | CONFIDENTIAL | CONFIDENTIAL | CAISO_Hydro | 1 | hydro | hydro_2027_5 | 69% | 1 | CONFIDENTIAL | CONFIDENTIAL | ok | physical | 1 | 0 | HATLOS_6_BWDHY1_PCE40001_CONFIDENTIAL | 0 | 0 | 1 | 1 | 1 | 0 | 1 | 0 | 0 | 1
PCEA | HATLOS_6_BWDHY1 | PCE40001 | 2027 | 6 | 0.93888 | CONFIDENTIAL | CONFIDENTIAL | online |  | CONFIDENTIAL | CONFIDENTIAL | CAISO_Hydro | 1 | hydro | hydro_2027_6 | 74% | 1 | CONFIDENTIAL | CONFIDENTIAL | ok | physical | 1 | 0 | HATLOS_6_BWDHY1_PCE40001_CONFIDENTIAL | 0 | 0 | 1 | 1 | 1 | 0 | 1 | 0 | 0 | 1
PCEA | HATLOS_6_BWDHY1 | PCE40001 | 2027 | 7 | 0.9181 | CONFIDENTIAL | CONFIDENTIAL | online |  | CONFIDENTIAL | CONFIDENTIAL | CAISO_Hydro | 1 | hydro | hydro_2027_7 | 73% | 1 | CONFIDENTIAL | CONFIDENTIAL | ok | physical | 1 | 0 | HATLOS_6_BWDHY1_PCE40001_CONFIDENTIAL | 0 | 0 | 1 | 1 | 1 | 0 | 1 | 0 | 0 | 1
PCEA | HATLOS_6_BWDHY1 | PCE40001 | 2027 | 8 | 0.98357 | CONFIDENTIAL | CONFIDENTIAL | online |  | CONFIDENTIAL | CONFIDENTIAL | CAISO_Hydro | 1 | hydro | hydro_2027_8 | 72% | 1 | CONFIDENTIAL | CONFIDENTIAL | ok | physical | 1 | 0 | HATLOS_6_BWDHY1_PCE40001_CONFIDENTIAL | 0 | 0 | 1 | 1 | 1 | 0 | 1 | 0 | 0 | 1
PCEA | HATLOS_6_BWDHY1 | PCE40001 | 2027 | 9 | 0.95328 | CONFIDENTIAL | CONFIDENTIAL | online |  | CONFIDENTIAL | CONFIDENTIAL | CAISO_Hydro | 1 | hydro | hydro_2027_9 | 71% | 1 | CONFIDENTIAL | CONFIDENTIAL | ok | physical | 1 | 0 | HATLOS_6_BWDHY1_PCE40001_CONFIDENTIAL | 0 | 0 | 1 | 1 | 1 | 0 | 1 | 0 | 0 | 1
PCEA | HATLOS_6_BWDHY1 | PCE40001 | 2027 | 10 | 0.97762 | CONFIDENTIAL | CONFIDENTIAL | online |  | CONFIDENTIAL | CONFIDENTIAL | CAISO_Hydro | 1 | hydro | hydro_2027_10 | 64% | 1 | CONFIDENTIAL | CONFIDENTIAL | ok | physical | 1 | 0 | HATLOS_6_BWDHY1_PCE40001_CONFIDENTIAL | 0 | 0 | 1 | 1 | 1 | 0 | 1 | 0 | 0 | 1
PCEA | HATLOS_6_BWDHY1 | PCE40001 | 2027 | 11 | 0.92592 | CONFIDENTIAL | CONFIDENTIAL | online |  | CONFIDENTIAL | CONFIDENTIAL | CAISO_Hydro | 1 | hydro | hydro_2027_11 | 56% | 1 | CONFIDENTIAL | CONFIDENTIAL | ok | physical | 1 | 0 | HATLOS_6_BWDHY1_PCE40001_CONFIDENTIAL | 0 | 0 | 1 | 1 | 1 | 0 | 1 | 0 | 0 | 1
PCEA | HATLOS_6_BWDHY1 | PCE40001 | 2027 | 12 | 0.9018 | CONFIDENTIAL | CONFIDENTIAL | online |  | CONFIDENTIAL | CONFIDENTIAL | CAISO_Hydro | 1 | hydro | hydro_2027_12 | 64% | 1 | CONFIDENTIAL | CONFIDENTIAL | ok | physical | 1 | 0 | HATLOS_6_BWDHY1_PCE40001_CONFIDENTIAL | 0 | 0 | 1 | 1 | 1 | 0 | 1 | 0 | 0 | 1
PCEA | HATLOS_6_BWDHY1 | PCE40001 | 2028 | 1 | 1.0133 | CONFIDENTIAL | CONFIDENTIAL | online |  | CONFIDENTIAL | CONFIDENTIAL | CAISO_Hydro | 1 | hydro | hydro_2028_1 | 60% | 1 | CONFIDENTIAL | CONFIDENTIAL | ok | physical | 1 | 0 | HATLOS_6_BWDHY1_PCE40001_CONFIDENTIAL | 0 | 0 | 1 | 1 | 1 | 0 | 1 | 0 | 0 | 1
PCEA | HATLOS_6_BWDHY1 | PCE40001 | 2028 | 2 | 0.97037 | CONFIDENTIAL | CONFIDENTIAL | online |  | CONFIDENTIAL | CONFIDENTIAL | CAISO_Hydro | 1 | hydro | hydro_2028_2 | 70% | 1 | CONFIDENTIAL | CONFIDENTIAL | ok | physical | 1 | 0 | HATLOS_6_BWDHY1_PCE40001_CONFIDENTIAL | 0 | 0 | 1 | 1 | 1 | 0 | 1 | 0 | 0 | 1
PCEA | HATLOS_6_BWDHY1 | PCE40001 | 2028 | 3 | 0.98059 | CONFIDENTIAL | CONFIDENTIAL | online |  | CONFIDENTIAL | CONFIDENTIAL | CAISO_Hydro | 1 | hydro | hydro_2028_3 | 73% | 1 | CONFIDENTIAL | CONFIDENTIAL | ok | physical | 1 | 0 | HATLOS_6_BWDHY1_PCE40001_CONFIDENTIAL | 0 | 0 | 1 | 1 | 1 | 0 | 1 | 0 | 0 | 1
PCEA | HATLOS_6_BWDHY1 | PCE40001 | 2028 | 4 | 0.92016 | CONFIDENTIAL | CONFIDENTIAL | online |  | CONFIDENTIAL | CONFIDENTIAL | CAISO_Hydro | 1 | hydro | hydro_2028_4 | 72% | 1 | CONFIDENTIAL | CONFIDENTIAL | ok | physical | 1 | 0 | HATLOS_6_BWDHY1_PCE40001_CONFIDENTIAL | 0 | 0 | 1 | 1 | 1 | 0 | 1 | 0 | 0 | 1
PCEA | HATLOS_6_BWDHY1 | PCE40001 | 2028 | 5 | 0.95827 | CONFIDENTIAL | CONFIDENTIAL | online |  | CONFIDENTIAL | CONFIDENTIAL | CAISO_Hydro | 1 | hydro | hydro_2028_5 | 69% | 1 | CONFIDENTIAL | CONFIDENTIAL | ok | physical | 1 | 0 | HATLOS_6_BWDHY1_PCE40001_CONFIDENTIAL | 0 | 0 | 1 | 1 | 1 | 0 | 1 | 0 | 0 | 1
PCEA | HATLOS_6_BWDHY1 | PCE40001 | 2028 | 6 | 0.93888 | CONFIDENTIAL | CONFIDENTIAL | online |  | CONFIDENTIAL | CONFIDENTIAL | CAISO_Hydro | 1 | hydro | hydro_2028_6 | 74% | 1 | CONFIDENTIAL | CONFIDENTIAL | ok | physical | 1 | 0 | HATLOS_6_BWDHY1_PCE40001_CONFIDENTIAL | 0 | 0 | 1 | 1 | 1 | 0 | 1 | 0 | 0 | 1
PCEA | HATLOS_6_BWDHY1 | PCE40001 | 2028 | 7 | 0.9181 | CONFIDENTIAL | CONFIDENTIAL | online |  | CONFIDENTIAL | CONFIDENTIAL | CAISO_Hydro | 1 | hydro | hydro_2028_7 | 73% | 1 | CONFIDENTIAL | CONFIDENTIAL | ok | physical | 1 | 0 | HATLOS_6_BWDHY1_PCE40001_CONFIDENTIAL | 0 | 0 | 1 | 1 | 1 | 0 | 1 | 0 | 0 | 1
PCEA | HATLOS_6_BWDHY1 | PCE40001 | 2028 | 8 | 0.98357 | CONFIDENTIAL | CONFIDENTIAL | online |  | CONFIDENTIAL | CONFIDENTIAL | CAISO_Hydro | 1 | hydro | hydro_2028_8 | 72% | 1 | CONFIDENTIAL | CONFIDENTIAL | ok | physical | 1 | 0 | HATLOS_6_BWDHY1_PCE40001_CONFIDENTIAL | 0 | 0 | 1 | 1 | 1 | 0 | 1 | 0 | 0 | 1
PCEA | HATLOS_6_BWDHY1 | PCE40001 | 2028 | 9 | 0.95328 | CONFIDENTIAL | CONFIDENTIAL | online |  | CONFIDENTIAL | CONFIDENTIAL | CAISO_Hydro | 1 | hydro | hydro_2028_9 | 71% | 1 | CONFIDENTIAL | CONFIDENTIAL | ok | physical | 1 | 0 | HATLOS_6_BWDHY1_PCE40001_CONFIDENTIAL | 0 | 0 | 1 | 1 | 1 | 0 | 1 | 0 | 0 | 1
PCEA | HATLOS_6_BWDHY1 | PCE40001 | 2028 | 10 | 0.97762 | CONFIDENTIAL | CONFIDENTIAL | online |  | CONFIDENTIAL | CONFIDENTIAL | CAISO_Hydro | 1 | hydro | hydro_2028_10 | 64% | 1 | CONFIDENTIAL | CONFIDENTIAL | ok | physical | 1 | 0 | HATLOS_6_BWDHY1_PCE40001_CONFIDENTIAL | 0 | 0 | 1 | 1 | 1 | 0 | 1 | 0 | 0 | 1
PCEA | HATLOS_6_BWDHY1 | PCE40001 | 2028 | 11 | 0.92592 | CONFIDENTIAL | CONFIDENTIAL | online |  | CONFIDENTIAL | CONFIDENTIAL | CAISO_Hydro | 1 | hydro | hydro_2028_11 | 56% | 1 | CONFIDENTIAL | CONFIDENTIAL | ok | physical | 1 | 0 | HATLOS_6_BWDHY1_PCE40001_CONFIDENTIAL | 0 | 0 | 1 | 1 | 1 | 0 | 1 | 0 | 0 | 1
PCEA | HATLOS_6_BWDHY1 | PCE40001 | 2028 | 12 | 0.9018 | CONFIDENTIAL | CONFIDENTIAL | online |  | CONFIDENTIAL | CONFIDENTIAL | CAISO_Hydro | 1 | hydro | hydro_2028_12 | 64% | 1 | CONFIDENTIAL | CONFIDENTIAL | ok | physical | 1 | 0 | HATLOS_6_BWDHY1_PCE40001_CONFIDENTIAL | 0 | 0 | 1 | 1 | 1 | 0 | 1 | 0 | 0 | 1
PCEA | HATLOS_6_BWDHY1 | PCE40001 | 2029 | 1 | 1.0133 | CONFIDENTIAL | CONFIDENTIAL | online |  | CONFIDENTIAL | CONFIDENTIAL | CAISO_Hydro | 1 | hydro | hydro_2029_1 | 60% | 1 | CONFIDENTIAL | CONFIDENTIAL | ok | physical | 1 | 0 | HATLOS_6_BWDHY1_PCE40001_CONFIDENTIAL | 0 | 0 | 1 | 1 | 1 | 0 | 1 | 0 | 0 | 1
PCEA | HATLOS_6_BWDHY1 | PCE40001 | 2029 | 2 | 0.97037 | CONFIDENTIAL | CONFIDENTIAL | online |  | CONFIDENTIAL | CONFIDENTIAL | CAISO_Hydro | 1 | hydro | hydro_2029_2 | 70% | 1 | CONFIDENTIAL | CONFIDENTIAL | ok | physical | 1 | 0 | HATLOS_6_BWDHY1_PCE40001_CONFIDENTIAL | 0 | 0 | 1 | 1 | 1 | 0 | 1 | 0 | 0 | 1
PCEA | HATLOS_6_BWDHY1 | PCE40001 | 2029 | 3 | 0.98059 | CONFIDENTIAL | CONFIDENTIAL | online |  | CONFIDENTIAL | CONFIDENTIAL | CAISO_Hydro | 1 | hydro | hydro_2029_3 | 73% | 1 | CONFIDENTIAL | CONFIDENTIAL | ok | physical | 1 | 0 | HATLOS_6_BWDHY1_PCE40001_CONFIDENTIAL | 0 | 0 | 1 | 1 | 1 | 0 | 1 | 0 | 0 | 1
PCEA | HATLOS_6_BWDHY1 | PCE40001 | 2029 | 4 | 0.92016 | CONFIDENTIAL | CONFIDENTIAL | online |  | CONFIDENTIAL | CONFIDENTIAL | CAISO_Hydro | 1 | hydro | hydro_2029_4 | 72% | 1 | CONFIDENTIAL | CONFIDENTIAL | ok | physical | 1 | 0 | HATLOS_6_BWDHY1_PCE40001_CONFIDENTIAL | 0 | 0 | 1 | 1 | 1 | 0 | 1 | 0 | 0 | 1
PCEA | HATLOS_6_BWDHY1 | PCE40001 | 2029 | 5 | 0.95827 | CONFIDENTIAL | CONFIDENTIAL | online |  | CONFIDENTIAL | CONFIDENTIAL | CAISO_Hydro | 1 | hydro | hydro_2029_5 | 69% | 1 | CONFIDENTIAL | CONFIDENTIAL | ok | physical | 1 | 0 | HATLOS_6_BWDHY1_PCE40001_CONFIDENTIAL | 0 | 0 | 1 | 1 | 1 | 0 | 1 | 0 | 0 | 1
PCEA | HATLOS_6_BWDHY1 | PCE40001 | 2029 | 6 | 0.93888 | CONFIDENTIAL | CONFIDENTIAL | online |  | CONFIDENTIAL | CONFIDENTIAL | CAISO_Hydro | 1 | hydro | hydro_2029_6 | 74% | 1 | CONFIDENTIAL | CONFIDENTIAL | ok | physical | 1 | 0 | HATLOS_6_BWDHY1_PCE40001_CONFIDENTIAL | 0 | 0 | 1 | 1 | 1 | 0 | 1 | 0 | 0 | 1
PCEA | HATLOS_6_BWDHY1 | PCE40001 | 2029 | 7 | 0.9181 | CONFIDENTIAL | CONFIDENTIAL | online |  | CONFIDENTIAL | CONFIDENTIAL | CAISO_Hydro | 1 | hydro | hydro_2029_7 | 73% | 1 | CONFIDENTIAL | CONFIDENTIAL | ok | physical | 1 | 0 | HATLOS_6_BWDHY1_PCE40001_CONFIDENTIAL | 0 | 0 | 1 | 1 | 1 | 0 | 1 | 0 | 0 | 1
PCEA | HATLOS_6_BWDHY1 | PCE40001 | 2029 | 8 | 0.98357 | CONFIDENTIAL | CONFIDENTIAL | online |  | CONFIDENTIAL | CONFIDENTIAL | CAISO_Hydro | 1 | hydro | hydro_2029_8 | 72% | 1 | CONFIDENTIAL | CONFIDENTIAL | ok | physical | 1 | 0 | HATLOS_6_BWDHY1_PCE40001_CONFIDENTIAL | 0 | 0 | 1 | 1 | 1 | 0 | 1 | 0 | 0 | 1
PCEA | HATLOS_6_BWDHY1 | PCE40001 | 2029 | 9 | 0.95328 | CONFIDENTIAL | CONFIDENTIAL | online |  | CONFIDENTIAL | CONFIDENTIAL | CAISO_Hydro | 1 | hydro | hydro_2029_9 | 71% | 1 | CONFIDENTIAL | CONFIDENTIAL | ok | physical | 1 | 0 | HATLOS_6_BWDHY1_PCE40001_CONFIDENTIAL | 0 | 0 | 1 | 1 | 1 | 0 | 1 | 0 | 0 | 1
PCEA | HATLOS_6_BWDHY1 | PCE40001 | 2029 | 10 | 0.97762 | CONFIDENTIAL | CONFIDENTIAL | online |  | CONFIDENTIAL | CONFIDENTIAL | CAISO_Hydro | 1 | hydro | hydro_2029_10 | 64% | 1 | CONFIDENTIAL | CONFIDENTIAL | ok | physical | 1 | 0 | HATLOS_6_BWDHY1_PCE40001_CONFIDENTIAL | 0 | 0 | 1 | 1 | 1 | 0 | 1 | 0 | 0 | 1
PCEA | HATLOS_6_BWDHY1 | PCE40001 | 2029 | 11 | 0.92592 | CONFIDENTIAL | CONFIDENTIAL | online |  | CONFIDENTIAL | CONFIDENTIAL | CAISO_Hydro | 1 | hydro | hydro_2029_11 | 56% | 1 | CONFIDENTIAL | CONFIDENTIAL | ok | physical | 1 | 0 | HATLOS_6_BWDHY1_PCE40001_CONFIDENTIAL | 0 | 0 | 1 | 1 | 1 | 0 | 1 | 0 | 0 | 1
PCEA | HATLOS_6_BWDHY1 | PCE40001 | 2029 | 12 | 0.9018 | CONFIDENTIAL | CONFIDENTIAL | online |  | CONFIDENTIAL | CONFIDENTIAL | CAISO_Hydro | 1 | hydro | hydro_2029_12 | 64% | 1 | CONFIDENTIAL | CONFIDENTIAL | ok | physical | 1 | 0 | HATLOS_6_BWDHY1_PCE40001_CONFIDENTIAL | 0 | 0 | 1 | 1 | 1 | 0 | 1 | 0 | 0 | 1
PCEA | HATLOS_6_BWDHY1 | PCE40001 | 2030 | 1 | 1.0133 | CONFIDENTIAL | CONFIDENTIAL | online |  | CONFIDENTIAL | CONFIDENTIAL | CAISO_Hydro | 1 | hydro | hydro_2030_1 | 60% | 1 | CONFIDENTIAL | CONFIDENTIAL | ok | physical | 1 | 0 | HATLOS_6_BWDHY1_PCE40001_CONFIDENTIAL | 0 | 0 | 1 | 1 | 1 | 0 | 1 | 0 | 0 | 1
PCEA | HATLOS_6_BWDHY1 | PCE40001 | 2030 | 2 | 0.97037 | CONFIDENTIAL | CONFIDENTIAL | online |  | CONFIDENTIAL | CONFIDENTIAL | CAISO_Hydro | 1 | hydro | hydro_2030_2 | 70% | 1 | CONFIDENTIAL | CONFIDENTIAL | ok | physical | 1 | 0 | HATLOS_6_BWDHY1_PCE40001_CONFIDENTIAL | 0 | 0 | 1 | 1 | 1 | 0 | 1 | 0 | 0 | 1
PCEA | HATLOS_6_BWDHY1 | PCE40001 | 2030 | 3 | 0.98059 | CONFIDENTIAL | CONFIDENTIAL | online |  | CONFIDENTIAL | CONFIDENTIAL | CAISO_Hydro | 1 | hydro | hydro_2030_3 | 73% | 1 | CONFIDENTIAL | CONFIDENTIAL | ok | physical | 1 | 0 | HATLOS_6_BWDHY1_PCE40001_CONFIDENTIAL | 0 | 0 | 1 | 1 | 1 | 0 | 1 | 0 | 0 | 1
PCEA | HATLOS_6_BWDHY1 | PCE40001 | 2030 | 4 | 0.92016 | CONFIDENTIAL | CONFIDENTIAL | online |  | CONFIDENTIAL | CONFIDENTIAL | CAISO_Hydro | 1 | hydro | hydro_2030_4 | 72% | 1 | CONFIDENTIAL | CONFIDENTIAL | ok | physical | 1 | 0 | HATLOS_6_BWDHY1_PCE40001_CONFIDENTIAL | 0 | 0 | 1 | 1 | 1 | 0 | 1 | 0 | 0 | 1
PCEA | HATLOS_6_BWDHY1 | PCE40001 | 2030 | 5 | 0.95827 | CONFIDENTIAL | CONFIDENTIAL | online |  | CONFIDENTIAL | CONFIDENTIAL | CAISO_Hydro | 1 | hydro | hydro_2030_5 | 69% | 1 | CONFIDENTIAL | CONFIDENTIAL | ok | physical | 1 | 0 | HATLOS_6_BWDHY1_PCE40001_CONFIDENTIAL | 0 | 0 | 1 | 1 | 1 | 0 | 1 | 0 | 0 | 1
PCEA | HATLOS_6_BWDHY1 | PCE40001 | 2030 | 6 | 0.93888 | CONFIDENTIAL | CONFIDENTIAL | online |  | CONFIDENTIAL | CONFIDENTIAL | CAISO_Hydro | 1 | hydro | hydro_2030_6 | 74% | 1 | CONFIDENTIAL | CONFIDENTIAL | ok | physical | 1 | 0 | HATLOS_6_BWDHY1_PCE40001_CONFIDENTIAL | 0 | 0 | 1 | 1 | 1 | 0 | 1 | 0 | 0 | 1
PCEA | HATLOS_6_BWDHY1 | PCE40001 | 2030 | 7 | 0.9181 | CONFIDENTIAL | CONFIDENTIAL | online |  | CONFIDENTIAL | CONFIDENTIAL | CAISO_Hydro | 1 | hydro | hydro_2030_7 | 73% | 1 | CONFIDENTIAL | CONFIDENTIAL | ok | physical | 1 | 0 | HATLOS_6_BWDHY1_PCE40001_CONFIDENTIAL | 0 | 0 | 1 | 1 | 1 | 0 | 1 | 0 | 0 | 1
PCEA | HATLOS_6_BWDHY1 | PCE40001 | 2030 | 8 | 0.98357 | CONFIDENTIAL | CONFIDENTIAL | online |  | CONFIDENTIAL | CONFIDENTIAL | CAISO_Hydro | 1 | hydro | hydro_2030_8 | 72% | 1 | CONFIDENTIAL | CONFIDENTIAL | ok | physical | 1 | 0 | HATLOS_6_BWDHY1_PCE40001_CONFIDENTIAL | 0 | 0 | 1 | 1 | 1 | 0 | 1 | 0 | 0 | 1
PCEA | HATLOS_6_BWDHY1 | PCE40001 | 2030 | 9 | 0.95328 | CONFIDENTIAL | CONFIDENTIAL | online |  | CONFIDENTIAL | CONFIDENTIAL | CAISO_Hydro | 1 | hydro | hydro_2030_9 | 71% | 1 | CONFIDENTIAL | CONFIDENTIAL | ok | physical | 1 | 0 | HATLOS_6_BWDHY1_PCE40001_CONFIDENTIAL | 0 | 0 | 1 | 1 | 1 | 0 | 1 | 0 | 0 | 1
PCEA | HATLOS_6_BWDHY1 | PCE40001 | 2030 | 10 | 0.97762 | CONFIDENTIAL | CONFIDENTIAL | online |  | CONFIDENTIAL | CONFIDENTIAL | CAISO_Hydro | 1 | hydro | hydro_2030_10 | 64% | 1 | CONFIDENTIAL | CONFIDENTIAL | ok | physical | 1 | 0 | HATLOS_6_BWDHY1_PCE40001_CONFIDENTIAL | 0 | 0 | 1 | 1 | 1 | 0 | 1 | 0 | 0 | 1
PCEA | HATLOS_6_BWDHY1 | PCE40001 | 2030 | 11 | 0.92592 | CONFIDENTIAL | CONFIDENTIAL | online |  | CONFIDENTIAL | CONFIDENTIAL | CAISO_Hydro | 1 | hydro | hydro_2030_11 | 56% | 1 | CONFIDENTIAL | CONFIDENTIAL | ok | physical | 1 | 0 | HATLOS_6_BWDHY1_PCE40001_CONFIDENTIAL | 0 | 0 | 1 | 1 | 1 | 0 | 1 | 0 | 0 | 1
PCEA | HATLOS_6_BWDHY1 | PCE40001 | 2030 | 12 | 0.9018 | CONFIDENTIAL | CONFIDENTIAL | online |  | CONFIDENTIAL | CONFIDENTIAL | CAISO_Hydro | 1 | hydro | hydro_2030_12 | 64% | 1 | CONFIDENTIAL | CONFIDENTIAL | ok | physical | 1 | 0 | HATLOS_6_BWDHY1_PCE40001_CONFIDENTIAL | 0 | 0 | 1 | 1 | 1 | 0 | 1 | 0 | 0 | 1
PCEA | CLOVER_2_UNIT | PCE40004 | 2020 | 1 | 0.46574 | CONFIDENTIAL | CONFIDENTIAL | online |  | CONFIDENTIAL | CONFIDENTIAL | CAISO_Small_Hydro | 1 | hydro | hydro_2020_1 | 60% | 1 | CONFIDENTIAL | CONFIDENTIAL | ok | physical | 1 | 0 | CLOVER_2_UNIT_PCE40004_CONFIDENTIAL | 1 | 2 | 1 | 1 | 1 | 0 | 1 | 0 | 0 | 1
PCEA | CLOVER_2_UNIT | PCE40004 | 2020 | 2 | 0.51878 | CONFIDENTIAL | CONFIDENTIAL | online |  | CONFIDENTIAL | CONFIDENTIAL | CAISO_Small_Hydro | 1 | hydro | hydro_2020_2 | 70% | 1 | CONFIDENTIAL | CONFIDENTIAL | ok | physical | 1 | 0 | CLOVER_2_UNIT_PCE40004_CONFIDENTIAL | 0 | 0 | 1 | 1 | 1 | 0 | 1 | 0 | 0 | 1
PCEA | CLOVER_2_UNIT | PCE40004 | 2020 | 3 | 0.5513 | CONFIDENTIAL | CONFIDENTIAL | online |  | CONFIDENTIAL | CONFIDENTIAL | CAISO_Small_Hydro | 1 | hydro | hydro_2020_3 | 73% | 1 | CONFIDENTIAL | CONFIDENTIAL | ok | physical | 1 | 0 | CLOVER_2_UNIT_PCE40004_CONFIDENTIAL | 0 | 0 | 1 | 1 | 1 | 0 | 1 | 0 | 0 | 1
PCEA | CLOVER_2_UNIT | PCE40004 | 2020 | 4 | 0.4752 | CONFIDENTIAL | CONFIDENTIAL | online |  | CONFIDENTIAL | CONFIDENTIAL | CAISO_Small_Hydro | 1 | hydro | hydro_2020_4 | 72% | 1 | CONFIDENTIAL | CONFIDENTIAL | ok | physical | 1 | 0 | CLOVER_2_UNIT_PCE40004_CONFIDENTIAL | 0 | 0 | 1 | 1 | 1 | 0 | 1 | 0 | 0 | 1
PCEA | CLOVER_2_UNIT | PCE40004 | 2020 | 5 | 0.29686 | CONFIDENTIAL | CONFIDENTIAL | online |  | CONFIDENTIAL | CONFIDENTIAL | CAISO_Small_Hydro | 1 | hydro | hydro_2020_5 | 69% | 1 | CONFIDENTIAL | CONFIDENTIAL | ok | physical | 1 | 0 | CLOVER_2_UNIT_PCE40004_CONFIDENTIAL | 0 | 0 | 1 | 1 | 1 | 0 | 1 | 0 | 0 | 1
PCEA | CLOVER_2_UNIT | PCE40004 | 2020 | 6 | 0.12888 | CONFIDENTIAL | CONFIDENTIAL | online |  | CONFIDENTIAL | CONFIDENTIAL | CAISO_Small_Hydro | 1 | hydro | hydro_2020_6 | 74% | 1 | CONFIDENTIAL | CONFIDENTIAL | ok | physical | 1 | 0 | CLOVER_2_UNIT_PCE40004_CONFIDENTIAL | 0 | 0 | 1 | 1 | 1 | 0 | 1 | 0 | 0 | 1
PCEA | CLOVER_2_UNIT | PCE40004 | 2020 | 7 | 0.060264 | CONFIDENTIAL | CONFIDENTIAL | online |  | CONFIDENTIAL | CONFIDENTIAL | CAISO_Small_Hydro | 1 | hydro | hydro_2020_7 | 73% | 1 | CONFIDENTIAL | CONFIDENTIAL | ok | physical | 1 | 0 | CLOVER_2_UNIT_PCE40004_CONFIDENTIAL | 0 | 0 | 1 | 1 | 1 | 0 | 1 | 0 | 0 | 1
PCEA | CLOVER_2_UNIT | PCE40004 | 2020 | 8 | 0.01488 | CONFIDENTIAL | CONFIDENTIAL | online |  | CONFIDENTIAL | CONFIDENTIAL | CAISO_Small_Hydro | 1 | hydro | hydro_2020_8 | 72% | 1 | CONFIDENTIAL | CONFIDENTIAL | ok | physical | 1 | 0 | CLOVER_2_UNIT_PCE40004_CONFIDENTIAL | 0 | 0 | 1 | 1 | 1 | 0 | 1 | 0 | 0 | 1
PCEA | CLOVER_2_UNIT | PCE40004 | 2020 | 9 | 0.04176 | CONFIDENTIAL | CONFIDENTIAL | online |  | CONFIDENTIAL | CONFIDENTIAL | CAISO_Small_Hydro | 1 | hydro | hydro_2020_9 | 71% | 1 | CONFIDENTIAL | CONFIDENTIAL | ok | physical | 1 | 0 | CLOVER_2_UNIT_PCE40004_CONFIDENTIAL | 0 | 0 | 1 | 1 | 1 | 0 | 1 | 0 | 0 | 1
PCEA | CLOVER_2_UNIT | PCE40004 | 2020 | 10 | 0.15029 | CONFIDENTIAL | CONFIDENTIAL | online |  | CONFIDENTIAL | CONFIDENTIAL | CAISO_Small_Hydro | 1 | hydro | hydro_2020_10 | 64% | 1 | CONFIDENTIAL | CONFIDENTIAL | ok | physical | 1 | 0 | CLOVER_2_UNIT_PCE40004_CONFIDENTIAL | 0 | 0 | 1 | 1 | 1 | 0 | 1 | 0 | 0 | 1
PCEA | CLOVER_2_UNIT | PCE40004 | 2020 | 11 | 0.36288 | CONFIDENTIAL | CONFIDENTIAL | online |  | CONFIDENTIAL | CONFIDENTIAL | CAISO_Small_Hydro | 1 | hydro | hydro_2020_11 | 56% | 1 | CONFIDENTIAL | CONFIDENTIAL | ok | physical | 1 | 0 | CLOVER_2_UNIT_PCE40004_CONFIDENTIAL | 0 | 0 | 1 | 1 | 1 | 0 | 1 | 0 | 0 | 1
PCEA | CLOVER_2_UNIT | PCE40004 | 2020 | 12 | 0.47305 | CONFIDENTIAL | CONFIDENTIAL | online |  | CONFIDENTIAL | CONFIDENTIAL | CAISO_Small_Hydro | 1 | hydro | hydro_2020_12 | 64% | 1 | CONFIDENTIAL | CONFIDENTIAL | ok | physical | 1 | 0 | CLOVER_2_UNIT_PCE40004_CONFIDENTIAL | 0 | 0 | 1 | 1 | 1 | 0 | 1 | 0 | 0 | 1
PCEA | CLOVER_2_UNIT | PCE40004 | 2021 | 1 | 0.46574 | CONFIDENTIAL | CONFIDENTIAL | online |  | CONFIDENTIAL | CONFIDENTIAL | CAISO_Small_Hydro | 1 | hydro | hydro_2021_1 | 60% | 1 | CONFIDENTIAL | CONFIDENTIAL | ok | physical | 1 | 0 | CLOVER_2_UNIT_PCE40004_CONFIDENTIAL | 0 | 0 | 1 | 1 | 1 | 0 | 1 | 0 | 0 | 1
PCEA | CLOVER_2_UNIT | PCE40004 | 2021 | 2 | 0.51878 | CONFIDENTIAL | CONFIDENTIAL | online |  | CONFIDENTIAL | CONFIDENTIAL | CAISO_Small_Hydro | 1 | hydro | hydro_2021_2 | 70% | 1 | CONFIDENTIAL | CONFIDENTIAL | ok | physical | 1 | 0 | CLOVER_2_UNIT_PCE40004_CONFIDENTIAL | 0 | 0 | 1 | 1 | 1 | 0 | 1 | 0 | 0 | 1
PCEA | CLOVER_2_UNIT | PCE40004 | 2021 | 3 | 0.5513 | CONFIDENTIAL | CONFIDENTIAL | online |  | CONFIDENTIAL | CONFIDENTIAL | CAISO_Small_Hydro | 1 | hydro | hydro_2021_3 | 73% | 1 | CONFIDENTIAL | CONFIDENTIAL | ok | physical | 1 | 0 | CLOVER_2_UNIT_PCE40004_CONFIDENTIAL | 0 | 0 | 1 | 1 | 1 | 0 | 1 | 0 | 0 | 1
PCEA | CLOVER_2_UNIT | PCE40004 | 2021 | 4 | 0.4752 | CONFIDENTIAL | CONFIDENTIAL | online |  | CONFIDENTIAL | CONFIDENTIAL | CAISO_Small_Hydro | 1 | hydro | hydro_2021_4 | 72% | 1 | CONFIDENTIAL | CONFIDENTIAL | ok | physical | 1 | 0 | CLOVER_2_UNIT_PCE40004_CONFIDENTIAL | 0 | 0 | 1 | 1 | 1 | 0 | 1 | 0 | 0 | 1
PCEA | CLOVER_2_UNIT | PCE40004 | 2021 | 5 | 0.29686 | CONFIDENTIAL | CONFIDENTIAL | online |  | CONFIDENTIAL | CONFIDENTIAL | CAISO_Small_Hydro | 1 | hydro | hydro_2021_5 | 69% | 1 | CONFIDENTIAL | CONFIDENTIAL | ok | physical | 1 | 0 | CLOVER_2_UNIT_PCE40004_CONFIDENTIAL | 0 | 0 | 1 | 1 | 1 | 0 | 1 | 0 | 0 | 1
PCEA | CLOVER_2_UNIT | PCE40004 | 2021 | 6 | 0.12888 | CONFIDENTIAL | CONFIDENTIAL | online |  | CONFIDENTIAL | CONFIDENTIAL | CAISO_Small_Hydro | 1 | hydro | hydro_2021_6 | 74% | 1 | CONFIDENTIAL | CONFIDENTIAL | ok | physical | 1 | 0 | CLOVER_2_UNIT_PCE40004_CONFIDENTIAL | 0 | 0 | 1 | 1 | 1 | 0 | 1 | 0 | 0 | 1
PCEA | CLOVER_2_UNIT | PCE40004 | 2021 | 7 | 0.060264 | CONFIDENTIAL | CONFIDENTIAL | online |  | CONFIDENTIAL | CONFIDENTIAL | CAISO_Small_Hydro | 1 | hydro | hydro_2021_7 | 73% | 1 | CONFIDENTIAL | CONFIDENTIAL | ok | physical | 1 | 0 | CLOVER_2_UNIT_PCE40004_CONFIDENTIAL | 0 | 0 | 1 | 1 | 1 | 0 | 1 | 0 | 0 | 1
PCEA | CLOVER_2_UNIT | PCE40004 | 2021 | 8 | 0.01488 | CONFIDENTIAL | CONFIDENTIAL | online |  | CONFIDENTIAL | CONFIDENTIAL | CAISO_Small_Hydro | 1 | hydro | hydro_2021_8 | 72% | 1 | CONFIDENTIAL | CONFIDENTIAL | ok | physical | 1 | 0 | CLOVER_2_UNIT_PCE40004_CONFIDENTIAL | 0 | 0 | 1 | 1 | 1 | 0 | 1 | 0 | 0 | 1
PCEA | CLOVER_2_UNIT | PCE40004 | 2021 | 9 | 0.04176 | CONFIDENTIAL | CONFIDENTIAL | online |  | CONFIDENTIAL | CONFIDENTIAL | CAISO_Small_Hydro | 1 | hydro | hydro_2021_9 | 71% | 1 | CONFIDENTIAL | CONFIDENTIAL | ok | physical | 1 | 0 | CLOVER_2_UNIT_PCE40004_CONFIDENTIAL | 0 | 0 | 1 | 1 | 1 | 0 | 1 | 0 | 0 | 1
PCEA | CLOVER_2_UNIT | PCE40004 | 2021 | 10 | 0.15029 | CONFIDENTIAL | CONFIDENTIAL | online |  | CONFIDENTIAL | CONFIDENTIAL | CAISO_Small_Hydro | 1 | hydro | hydro_2021_10 | 64% | 1 | CONFIDENTIAL | CONFIDENTIAL | ok | physical | 1 | 0 | CLOVER_2_UNIT_PCE40004_CONFIDENTIAL | 0 | 0 | 1 | 1 | 1 | 0 | 1 | 0 | 0 | 1
PCEA | CLOVER_2_UNIT | PCE40004 | 2021 | 11 | 0.36288 | CONFIDENTIAL | CONFIDENTIAL | online |  | CONFIDENTIAL | CONFIDENTIAL | CAISO_Small_Hydro | 1 | hydro | hydro_2021_11 | 56% | 1 | CONFIDENTIAL | CONFIDENTIAL | ok | physical | 1 | 0 | CLOVER_2_UNIT_PCE40004_CONFIDENTIAL | 0 | 0 | 1 | 1 | 1 | 0 | 1 | 0 | 0 | 1
PCEA | CLOVER_2_UNIT | PCE40004 | 2021 | 12 | 0.47305 | CONFIDENTIAL | CONFIDENTIAL | online |  | CONFIDENTIAL | CONFIDENTIAL | CAISO_Small_Hydro | 1 | hydro | hydro_2021_12 | 64% | 1 | CONFIDENTIAL | CONFIDENTIAL | ok | physical | 1 | 0 | CLOVER_2_UNIT_PCE40004_CONFIDENTIAL | 0 | 0 | 1 | 1 | 1 | 0 | 1 | 0 | 0 | 1
PCEA | CLOVER_2_UNIT | PCE40004 | 2022 | 1 | 0.46574 | CONFIDENTIAL | CONFIDENTIAL | online |  | CONFIDENTIAL | CONFIDENTIAL | CAISO_Small_Hydro | 1 | hydro | hydro_2022_1 | 60% | 1 | CONFIDENTIAL | CONFIDENTIAL | ok | physical | 1 | 0 | CLOVER_2_UNIT_PCE40004_CONFIDENTIAL | 0 | 0 | 1 | 1 | 1 | 0 | 1 | 0 | 0 | 1
PCEA | CLOVER_2_UNIT | PCE40004 | 2022 | 2 | 0.51878 | CONFIDENTIAL | CONFIDENTIAL | online |  | CONFIDENTIAL | CONFIDENTIAL | CAISO_Small_Hydro | 1 | hydro | hydro_2022_2 | 70% | 1 | CONFIDENTIAL | CONFIDENTIAL | ok | physical | 1 | 0 | CLOVER_2_UNIT_PCE40004_CONFIDENTIAL | 0 | 0 | 1 | 1 | 1 | 0 | 1 | 0 | 0 | 1
PCEA | CLOVER_2_UNIT | PCE40004 | 2022 | 3 | 0.5513 | CONFIDENTIAL | CONFIDENTIAL | online |  | CONFIDENTIAL | CONFIDENTIAL | CAISO_Small_Hydro | 1 | hydro | hydro_2022_3 | 73% | 1 | CONFIDENTIAL | CONFIDENTIAL | ok | physical | 1 | 0 | CLOVER_2_UNIT_PCE40004_CONFIDENTIAL | 0 | 0 | 1 | 1 | 1 | 0 | 1 | 0 | 0 | 1
PCEA | CLOVER_2_UNIT | PCE40004 | 2022 | 4 | 0.4752 | CONFIDENTIAL | CONFIDENTIAL | online |  | CONFIDENTIAL | CONFIDENTIAL | CAISO_Small_Hydro | 1 | hydro | hydro_2022_4 | 72% | 1 | CONFIDENTIAL | CONFIDENTIAL | ok | physical | 1 | 0 | CLOVER_2_UNIT_PCE40004_CONFIDENTIAL | 0 | 0 | 1 | 1 | 1 | 0 | 1 | 0 | 0 | 1
PCEA | CLOVER_2_UNIT | PCE40004 | 2022 | 5 | 0.29686 | CONFIDENTIAL | CONFIDENTIAL | online |  | CONFIDENTIAL | CONFIDENTIAL | CAISO_Small_Hydro | 1 | hydro | hydro_2022_5 | 69% | 1 | CONFIDENTIAL | CONFIDENTIAL | ok | physical | 1 | 0 | CLOVER_2_UNIT_PCE40004_CONFIDENTIAL | 0 | 0 | 1 | 1 | 1 | 0 | 1 | 0 | 0 | 1
PCEA | CLOVER_2_UNIT | PCE40004 | 2022 | 6 | 0.12888 | CONFIDENTIAL | CONFIDENTIAL | online |  | CONFIDENTIAL | CONFIDENTIAL | CAISO_Small_Hydro | 1 | hydro | hydro_2022_6 | 74% | 1 | CONFIDENTIAL | CONFIDENTIAL | ok | physical | 1 | 0 | CLOVER_2_UNIT_PCE40004_CONFIDENTIAL | 0 | 0 | 1 | 1 | 1 | 0 | 1 | 0 | 0 | 1
PCEA | CLOVER_2_UNIT | PCE40004 | 2022 | 7 | 0.060264 | CONFIDENTIAL | CONFIDENTIAL | online |  | CONFIDENTIAL | CONFIDENTIAL | CAISO_Small_Hydro | 1 | hydro | hydro_2022_7 | 73% | 1 | CONFIDENTIAL | CONFIDENTIAL | ok | physical | 1 | 0 | CLOVER_2_UNIT_PCE40004_CONFIDENTIAL | 0 | 0 | 1 | 1 | 1 | 0 | 1 | 0 | 0 | 1
PCEA | CLOVER_2_UNIT | PCE40004 | 2022 | 8 | 0.01488 | CONFIDENTIAL | CONFIDENTIAL | online |  | CONFIDENTIAL | CONFIDENTIAL | CAISO_Small_Hydro | 1 | hydro | hydro_2022_8 | 72% | 1 | CONFIDENTIAL | CONFIDENTIAL | ok | physical | 1 | 0 | CLOVER_2_UNIT_PCE40004_CONFIDENTIAL | 0 | 0 | 1 | 1 | 1 | 0 | 1 | 0 | 0 | 1
PCEA | CLOVER_2_UNIT | PCE40004 | 2022 | 9 | 0.04176 | CONFIDENTIAL | CONFIDENTIAL | online |  | CONFIDENTIAL | CONFIDENTIAL | CAISO_Small_Hydro | 1 | hydro | hydro_2022_9 | 71% | 1 | CONFIDENTIAL | CONFIDENTIAL | ok | physical | 1 | 0 | CLOVER_2_UNIT_PCE40004_CONFIDENTIAL | 0 | 0 | 1 | 1 | 1 | 0 | 1 | 0 | 0 | 1
PCEA | CLOVER_2_UNIT | PCE40004 | 2022 | 10 | 0.15029 | CONFIDENTIAL | CONFIDENTIAL | online |  | CONFIDENTIAL | CONFIDENTIAL | CAISO_Small_Hydro | 1 | hydro | hydro_2022_10 | 64% | 1 | CONFIDENTIAL | CONFIDENTIAL | ok | physical | 1 | 0 | CLOVER_2_UNIT_PCE40004_CONFIDENTIAL | 0 | 0 | 1 | 1 | 1 | 0 | 1 | 0 | 0 | 1
PCEA | CLOVER_2_UNIT | PCE40004 | 2022 | 11 | 0.36288 | CONFIDENTIAL | CONFIDENTIAL | online |  | CONFIDENTIAL | CONFIDENTIAL | CAISO_Small_Hydro | 1 | hydro | hydro_2022_11 | 56% | 1 | CONFIDENTIAL | CONFIDENTIAL | ok | physical | 1 | 0 | CLOVER_2_UNIT_PCE40004_CONFIDENTIAL | 0 | 0 | 1 | 1 | 1 | 0 | 1 | 0 | 0 | 1
PCEA | CLOVER_2_UNIT | PCE40004 | 2022 | 12 | 0.47305 | CONFIDENTIAL | CONFIDENTIAL | online |  | CONFIDENTIAL | CONFIDENTIAL | CAISO_Small_Hydro | 1 | hydro | hydro_2022_12 | 64% | 1 | CONFIDENTIAL | CONFIDENTIAL | ok | physical | 1 | 0 | CLOVER_2_UNIT_PCE40004_CONFIDENTIAL | 0 | 0 | 1 | 1 | 1 | 0 | 1 | 0 | 0 | 1
PCEA | CLOVER_2_UNIT | PCE40004 | 2023 | 1 | 0.46574 | CONFIDENTIAL | CONFIDENTIAL | online |  | CONFIDENTIAL | CONFIDENTIAL | CAISO_Small_Hydro | 1 | hydro | hydro_2023_1 | 60% | 1 | CONFIDENTIAL | CONFIDENTIAL | ok | physical | 1 | 0 | CLOVER_2_UNIT_PCE40004_CONFIDENTIAL | 0 | 0 | 1 | 1 | 1 | 0 | 1 | 0 | 0 | 1
PCEA | CLOVER_2_UNIT | PCE40004 | 2023 | 2 | 0.51878 | CONFIDENTIAL | CONFIDENTIAL | online |  | CONFIDENTIAL | CONFIDENTIAL | CAISO_Small_Hydro | 1 | hydro | hydro_2023_2 | 70% | 1 | CONFIDENTIAL | CONFIDENTIAL | ok | physical | 1 | 0 | CLOVER_2_UNIT_PCE40004_CONFIDENTIAL | 0 | 0 | 1 | 1 | 1 | 0 | 1 | 0 | 0 | 1
PCEA | CLOVER_2_UNIT | PCE40004 | 2023 | 3 | 0.5513 | CONFIDENTIAL | CONFIDENTIAL | online |  | CONFIDENTIAL | CONFIDENTIAL | CAISO_Small_Hydro | 1 | hydro | hydro_2023_3 | 73% | 1 | CONFIDENTIAL | CONFIDENTIAL | ok | physical | 1 | 0 | CLOVER_2_UNIT_PCE40004_CONFIDENTIAL | 0 | 0 | 1 | 1 | 1 | 0 | 1 | 0 | 0 | 1
PCEA | CLOVER_2_UNIT | PCE40004 | 2023 | 4 | 0.4752 | CONFIDENTIAL | CONFIDENTIAL | online |  | CONFIDENTIAL | CONFIDENTIAL | CAISO_Small_Hydro | 1 | hydro | hydro_2023_4 | 72% | 1 | CONFIDENTIAL | CONFIDENTIAL | ok | physical | 1 | 0 | CLOVER_2_UNIT_PCE40004_CONFIDENTIAL | 0 | 0 | 1 | 1 | 1 | 0 | 1 | 0 | 0 | 1
PCEA | CLOVER_2_UNIT | PCE40004 | 2023 | 5 | 0.29686 | CONFIDENTIAL | CONFIDENTIAL | online |  | CONFIDENTIAL | CONFIDENTIAL | CAISO_Small_Hydro | 1 | hydro | hydro_2023_5 | 69% | 1 | CONFIDENTIAL | CONFIDENTIAL | ok | physical | 1 | 0 | CLOVER_2_UNIT_PCE40004_CONFIDENTIAL | 0 | 0 | 1 | 1 | 1 | 0 | 1 | 0 | 0 | 1
PCEA | CLOVER_2_UNIT | PCE40004 | 2023 | 6 | 0.12888 | CONFIDENTIAL | CONFIDENTIAL | online |  | CONFIDENTIAL | CONFIDENTIAL | CAISO_Small_Hydro | 1 | hydro | hydro_2023_6 | 74% | 1 | CONFIDENTIAL | CONFIDENTIAL | ok | physical | 1 | 0 | CLOVER_2_UNIT_PCE40004_CONFIDENTIAL | 0 | 0 | 1 | 1 | 1 | 0 | 1 | 0 | 0 | 1
PCEA | CLOVER_2_UNIT | PCE40004 | 2023 | 7 | 0.060264 | CONFIDENTIAL | CONFIDENTIAL | online |  | CONFIDENTIAL | CONFIDENTIAL | CAISO_Small_Hydro | 1 | hydro | hydro_2023_7 | 73% | 1 | CONFIDENTIAL | CONFIDENTIAL | ok | physical | 1 | 0 | CLOVER_2_UNIT_PCE40004_CONFIDENTIAL | 0 | 0 | 1 | 1 | 1 | 0 | 1 | 0 | 0 | 1
PCEA | CLOVER_2_UNIT | PCE40004 | 2023 | 8 | 0.01488 | CONFIDENTIAL | CONFIDENTIAL | online |  | CONFIDENTIAL | CONFIDENTIAL | CAISO_Small_Hydro | 1 | hydro | hydro_2023_8 | 72% | 1 | CONFIDENTIAL | CONFIDENTIAL | ok | physical | 1 | 0 | CLOVER_2_UNIT_PCE40004_CONFIDENTIAL | 0 | 0 | 1 | 1 | 1 | 0 | 1 | 0 | 0 | 1
PCEA | CLOVER_2_UNIT | PCE40004 | 2023 | 9 | 0.04176 | CONFIDENTIAL | CONFIDENTIAL | online |  | CONFIDENTIAL | CONFIDENTIAL | CAISO_Small_Hydro | 1 | hydro | hydro_2023_9 | 71% | 1 | CONFIDENTIAL | CONFIDENTIAL | ok | physical | 1 | 0 | CLOVER_2_UNIT_PCE40004_CONFIDENTIAL | 0 | 0 | 1 | 1 | 1 | 0 | 1 | 0 | 0 | 1
PCEA | CLOVER_2_UNIT | PCE40004 | 2023 | 10 | 0.15029 | CONFIDENTIAL | CONFIDENTIAL | online |  | CONFIDENTIAL | CONFIDENTIAL | CAISO_Small_Hydro | 1 | hydro | hydro_2023_10 | 64% | 1 | CONFIDENTIAL | CONFIDENTIAL | ok | physical | 1 | 0 | CLOVER_2_UNIT_PCE40004_CONFIDENTIAL | 0 | 0 | 1 | 1 | 1 | 0 | 1 | 0 | 0 | 1
PCEA | CLOVER_2_UNIT | PCE40004 | 2023 | 11 | 0.36288 | CONFIDENTIAL | CONFIDENTIAL | online |  | CONFIDENTIAL | CONFIDENTIAL | CAISO_Small_Hydro | 1 | hydro | hydro_2023_11 | 56% | 1 | CONFIDENTIAL | CONFIDENTIAL | ok | physical | 1 | 0 | CLOVER_2_UNIT_PCE40004_CONFIDENTIAL | 0 | 0 | 1 | 1 | 1 | 0 | 1 | 0 | 0 | 1
PCEA | CLOVER_2_UNIT | PCE40004 | 2023 | 12 | 0.47305 | CONFIDENTIAL | CONFIDENTIAL | online |  | CONFIDENTIAL | CONFIDENTIAL | CAISO_Small_Hydro | 1 | hydro | hydro_2023_12 | 64% | 1 | CONFIDENTIAL | CONFIDENTIAL | ok | physical | 1 | 0 | CLOVER_2_UNIT_PCE40004_CONFIDENTIAL | 0 | 0 | 1 | 1 | 1 | 0 | 1 | 0 | 0 | 1
PCEA | CLOVER_2_UNIT | PCE40004 | 2024 | 1 | 0.46574 | CONFIDENTIAL | CONFIDENTIAL | online |  | CONFIDENTIAL | CONFIDENTIAL | CAISO_Small_Hydro | 1 | hydro | hydro_2024_1 | 60% | 1 | CONFIDENTIAL | CONFIDENTIAL | ok | physical | 1 | 0 | CLOVER_2_UNIT_PCE40004_CONFIDENTIAL | 0 | 0 | 1 | 1 | 1 | 0 | 1 | 0 | 0 | 1
PCEA | CLOVER_2_UNIT | PCE40004 | 2024 | 2 | 0.51878 | CONFIDENTIAL | CONFIDENTIAL | online |  | CONFIDENTIAL | CONFIDENTIAL | CAISO_Small_Hydro | 1 | hydro | hydro_2024_2 | 70% | 1 | CONFIDENTIAL | CONFIDENTIAL | ok | physical | 1 | 0 | CLOVER_2_UNIT_PCE40004_CONFIDENTIAL | 0 | 0 | 1 | 1 | 1 | 0 | 1 | 0 | 0 | 1
PCEA | CLOVER_2_UNIT | PCE40004 | 2024 | 3 | 0.5513 | CONFIDENTIAL | CONFIDENTIAL | online |  | CONFIDENTIAL | CONFIDENTIAL | CAISO_Small_Hydro | 1 | hydro | hydro_2024_3 | 73% | 1 | CONFIDENTIAL | CONFIDENTIAL | ok | physical | 1 | 0 | CLOVER_2_UNIT_PCE40004_CONFIDENTIAL | 0 | 0 | 1 | 1 | 1 | 0 | 1 | 0 | 0 | 1
PCEA | CLOVER_2_UNIT | PCE40004 | 2024 | 4 | 0.4752 | CONFIDENTIAL | CONFIDENTIAL | online |  | CONFIDENTIAL | CONFIDENTIAL | CAISO_Small_Hydro | 1 | hydro | hydro_2024_4 | 72% | 1 | CONFIDENTIAL | CONFIDENTIAL | ok | physical | 1 | 0 | CLOVER_2_UNIT_PCE40004_CONFIDENTIAL | 0 | 0 | 1 | 1 | 1 | 0 | 1 | 0 | 0 | 1
PCEA | CLOVER_2_UNIT | PCE40004 | 2024 | 5 | 0.29686 | CONFIDENTIAL | CONFIDENTIAL | online |  | CONFIDENTIAL | CONFIDENTIAL | CAISO_Small_Hydro | 1 | hydro | hydro_2024_5 | 69% | 1 | CONFIDENTIAL | CONFIDENTIAL | ok | physical | 1 | 0 | CLOVER_2_UNIT_PCE40004_CONFIDENTIAL | 0 | 0 | 1 | 1 | 1 | 0 | 1 | 0 | 0 | 1
PCEA | CLOVER_2_UNIT | PCE40004 | 2024 | 6 | 0.12888 | CONFIDENTIAL | CONFIDENTIAL | online |  | CONFIDENTIAL | CONFIDENTIAL | CAISO_Small_Hydro | 1 | hydro | hydro_2024_6 | 74% | 1 | CONFIDENTIAL | CONFIDENTIAL | ok | physical | 1 | 0 | CLOVER_2_UNIT_PCE40004_CONFIDENTIAL | 0 | 0 | 1 | 1 | 1 | 0 | 1 | 0 | 0 | 1
PCEA | CLOVER_2_UNIT | PCE40004 | 2024 | 7 | 0.060264 | CONFIDENTIAL | CONFIDENTIAL | online |  | CONFIDENTIAL | CONFIDENTIAL | CAISO_Small_Hydro | 1 | hydro | hydro_2024_7 | 73% | 1 | CONFIDENTIAL | CONFIDENTIAL | ok | physical | 1 | 0 | CLOVER_2_UNIT_PCE40004_CONFIDENTIAL | 0 | 0 | 1 | 1 | 1 | 0 | 1 | 0 | 0 | 1
PCEA | CLOVER_2_UNIT | PCE40004 | 2024 | 8 | 0.01488 | CONFIDENTIAL | CONFIDENTIAL | online |  | CONFIDENTIAL | CONFIDENTIAL | CAISO_Small_Hydro | 1 | hydro | hydro_2024_8 | 72% | 1 | CONFIDENTIAL | CONFIDENTIAL | ok | physical | 1 | 0 | CLOVER_2_UNIT_PCE40004_CONFIDENTIAL | 0 | 0 | 1 | 1 | 1 | 0 | 1 | 0 | 0 | 1
PCEA | CLOVER_2_UNIT | PCE40004 | 2024 | 9 | 0.04176 | CONFIDENTIAL | CONFIDENTIAL | online |  | CONFIDENTIAL | CONFIDENTIAL | CAISO_Small_Hydro | 1 | hydro | hydro_2024_9 | 71% | 1 | CONFIDENTIAL | CONFIDENTIAL | ok | physical | 1 | 0 | CLOVER_2_UNIT_PCE40004_CONFIDENTIAL | 0 | 0 | 1 | 1 | 1 | 0 | 1 | 0 | 0 | 1
PCEA | CLOVER_2_UNIT | PCE40004 | 2024 | 10 | 0.15029 | CONFIDENTIAL | CONFIDENTIAL | online |  | CONFIDENTIAL | CONFIDENTIAL | CAISO_Small_Hydro | 1 | hydro | hydro_2024_10 | 64% | 1 | CONFIDENTIAL | CONFIDENTIAL | ok | physical | 1 | 0 | CLOVER_2_UNIT_PCE40004_CONFIDENTIAL | 0 | 0 | 1 | 1 | 1 | 0 | 1 | 0 | 0 | 1
PCEA | CLOVER_2_UNIT | PCE40004 | 2024 | 11 | 0.36288 | CONFIDENTIAL | CONFIDENTIAL | online |  | CONFIDENTIAL | CONFIDENTIAL | CAISO_Small_Hydro | 1 | hydro | hydro_2024_11 | 56% | 1 | CONFIDENTIAL | CONFIDENTIAL | ok | physical | 1 | 0 | CLOVER_2_UNIT_PCE40004_CONFIDENTIAL | 0 | 0 | 1 | 1 | 1 | 0 | 1 | 0 | 0 | 1
PCEA | CLOVER_2_UNIT | PCE40004 | 2024 | 12 | 0.47305 | CONFIDENTIAL | CONFIDENTIAL | online |  | CONFIDENTIAL | CONFIDENTIAL | CAISO_Small_Hydro | 1 | hydro | hydro_2024_12 | 64% | 1 | CONFIDENTIAL | CONFIDENTIAL | ok | physical | 1 | 0 | CLOVER_2_UNIT_PCE40004_CONFIDENTIAL | 0 | 0 | 1 | 1 | 1 | 0 | 1 | 0 | 0 | 1
PCEA | CLOVER_2_UNIT | PCE40004 | 2025 | 1 | 0.46574 | CONFIDENTIAL | CONFIDENTIAL | online |  | CONFIDENTIAL | CONFIDENTIAL | CAISO_Small_Hydro | 1 | hydro | hydro_2025_1 | 60% | 1 | CONFIDENTIAL | CONFIDENTIAL | ok | physical | 1 | 0 | CLOVER_2_UNIT_PCE40004_CONFIDENTIAL | 0 | 0 | 1 | 1 | 1 | 0 | 1 | 0 | 0 | 1
PCEA | CLOVER_2_UNIT | PCE40004 | 2025 | 2 | 0.51878 | CONFIDENTIAL | CONFIDENTIAL | online |  | CONFIDENTIAL | CONFIDENTIAL | CAISO_Small_Hydro | 1 | hydro | hydro_2025_2 | 70% | 1 | CONFIDENTIAL | CONFIDENTIAL | ok | physical | 1 | 0 | CLOVER_2_UNIT_PCE40004_CONFIDENTIAL | 0 | 0 | 1 | 1 | 1 | 0 | 1 | 0 | 0 | 1
PCEA | CLOVER_2_UNIT | PCE40004 | 2025 | 3 | 0.5513 | CONFIDENTIAL | CONFIDENTIAL | online |  | CONFIDENTIAL | CONFIDENTIAL | CAISO_Small_Hydro | 1 | hydro | hydro_2025_3 | 73% | 1 | CONFIDENTIAL | CONFIDENTIAL | ok | physical | 1 | 0 | CLOVER_2_UNIT_PCE40004_CONFIDENTIAL | 0 | 0 | 1 | 1 | 1 | 0 | 1 | 0 | 0 | 1
PCEA | CLOVER_2_UNIT | PCE40004 | 2025 | 4 | 0.4752 | CONFIDENTIAL | CONFIDENTIAL | online |  | CONFIDENTIAL | CONFIDENTIAL | CAISO_Small_Hydro | 1 | hydro | hydro_2025_4 | 72% | 1 | CONFIDENTIAL | CONFIDENTIAL | ok | physical | 1 | 0 | CLOVER_2_UNIT_PCE40004_CONFIDENTIAL | 0 | 0 | 1 | 1 | 1 | 0 | 1 | 0 | 0 | 1
PCEA | CLOVER_2_UNIT | PCE40004 | 2025 | 5 | 0.29686 | CONFIDENTIAL | CONFIDENTIAL | online |  | CONFIDENTIAL | CONFIDENTIAL | CAISO_Small_Hydro | 1 | hydro | hydro_2025_5 | 69% | 1 | CONFIDENTIAL | CONFIDENTIAL | ok | physical | 1 | 0 | CLOVER_2_UNIT_PCE40004_CONFIDENTIAL | 0 | 0 | 1 | 1 | 1 | 0 | 1 | 0 | 0 | 1
PCEA | CLOVER_2_UNIT | PCE40004 | 2025 | 6 | 0.12888 | CONFIDENTIAL | CONFIDENTIAL | online |  | CONFIDENTIAL | CONFIDENTIAL | CAISO_Small_Hydro | 1 | hydro | hydro_2025_6 | 74% | 1 | CONFIDENTIAL | CONFIDENTIAL | ok | physical | 1 | 0 | CLOVER_2_UNIT_PCE40004_CONFIDENTIAL | 0 | 0 | 1 | 1 | 1 | 0 | 1 | 0 | 0 | 1
PCEA | CLOVER_2_UNIT | PCE40004 | 2025 | 7 | 0.060264 | CONFIDENTIAL | CONFIDENTIAL | online |  | CONFIDENTIAL | CONFIDENTIAL | CAISO_Small_Hydro | 1 | hydro | hydro_2025_7 | 73% | 1 | CONFIDENTIAL | CONFIDENTIAL | ok | physical | 1 | 0 | CLOVER_2_UNIT_PCE40004_CONFIDENTIAL | 0 | 0 | 1 | 1 | 1 | 0 | 1 | 0 | 0 | 1
PCEA | CLOVER_2_UNIT | PCE40004 | 2025 | 8 | 0.01488 | CONFIDENTIAL | CONFIDENTIAL | online |  | CONFIDENTIAL | CONFIDENTIAL | CAISO_Small_Hydro | 1 | hydro | hydro_2025_8 | 72% | 1 | CONFIDENTIAL | CONFIDENTIAL | ok | physical | 1 | 0 | CLOVER_2_UNIT_PCE40004_CONFIDENTIAL | 0 | 0 | 1 | 1 | 1 | 0 | 1 | 0 | 0 | 1
PCEA | CLOVER_2_UNIT | PCE40004 | 2025 | 9 | 0.04176 | CONFIDENTIAL | CONFIDENTIAL | online |  | CONFIDENTIAL | CONFIDENTIAL | CAISO_Small_Hydro | 1 | hydro | hydro_2025_9 | 71% | 1 | CONFIDENTIAL | CONFIDENTIAL | ok | physical | 1 | 0 | CLOVER_2_UNIT_PCE40004_CONFIDENTIAL | 0 | 0 | 1 | 1 | 1 | 0 | 1 | 0 | 0 | 1
PCEA | CLOVER_2_UNIT | PCE40004 | 2025 | 10 | 0.15029 | CONFIDENTIAL | CONFIDENTIAL | online |  | CONFIDENTIAL | CONFIDENTIAL | CAISO_Small_Hydro | 1 | hydro | hydro_2025_10 | 64% | 1 | CONFIDENTIAL | CONFIDENTIAL | ok | physical | 1 | 0 | CLOVER_2_UNIT_PCE40004_CONFIDENTIAL | 0 | 0 | 1 | 1 | 1 | 0 | 1 | 0 | 0 | 1
PCEA | CLOVER_2_UNIT | PCE40004 | 2025 | 11 | 0.36288 | CONFIDENTIAL | CONFIDENTIAL | online |  | CONFIDENTIAL | CONFIDENTIAL | CAISO_Small_Hydro | 1 | hydro | hydro_2025_11 | 56% | 1 | CONFIDENTIAL | CONFIDENTIAL | ok | physical | 1 | 0 | CLOVER_2_UNIT_PCE40004_CONFIDENTIAL | 0 | 0 | 1 | 1 | 1 | 0 | 1 | 0 | 0 | 1
PCEA | CLOVER_2_UNIT | PCE40004 | 2025 | 12 | 0.47305 | CONFIDENTIAL | CONFIDENTIAL | online |  | CONFIDENTIAL | CONFIDENTIAL | CAISO_Small_Hydro | 1 | hydro | hydro_2025_12 | 64% | 1 | CONFIDENTIAL | CONFIDENTIAL | ok | physical | 1 | 0 | CLOVER_2_UNIT_PCE40004_CONFIDENTIAL | 0 | 0 | 1 | 1 | 1 | 0 | 1 | 0 | 0 | 1
PCEA | CLOVER_2_UNIT | PCE40004 | 2026 | 1 | 0.46574 | CONFIDENTIAL | CONFIDENTIAL | online |  | CONFIDENTIAL | CONFIDENTIAL | CAISO_Small_Hydro | 1 | hydro | hydro_2026_1 | 60% | 1 | CONFIDENTIAL | CONFIDENTIAL | ok | physical | 1 | 0 | CLOVER_2_UNIT_PCE40004_CONFIDENTIAL | 0 | 0 | 1 | 1 | 1 | 0 | 1 | 0 | 0 | 1
PCEA | CLOVER_2_UNIT | PCE40004 | 2026 | 2 | 0.51878 | CONFIDENTIAL | CONFIDENTIAL | online |  | CONFIDENTIAL | CONFIDENTIAL | CAISO_Small_Hydro | 1 | hydro | hydro_2026_2 | 70% | 1 | CONFIDENTIAL | CONFIDENTIAL | ok | physical | 1 | 0 | CLOVER_2_UNIT_PCE40004_CONFIDENTIAL | 0 | 0 | 1 | 1 | 1 | 0 | 1 | 0 | 0 | 1
PCEA | CLOVER_2_UNIT | PCE40004 | 2026 | 3 | 0.5513 | CONFIDENTIAL | CONFIDENTIAL | online |  | CONFIDENTIAL | CONFIDENTIAL | CAISO_Small_Hydro | 1 | hydro | hydro_2026_3 | 73% | 1 | CONFIDENTIAL | CONFIDENTIAL | ok | physical | 1 | 0 | CLOVER_2_UNIT_PCE40004_CONFIDENTIAL | 0 | 0 | 1 | 1 | 1 | 0 | 1 | 0 | 0 | 1
PCEA | CLOVER_2_UNIT | PCE40004 | 2026 | 4 | 0.4752 | CONFIDENTIAL | CONFIDENTIAL | online |  | CONFIDENTIAL | CONFIDENTIAL | CAISO_Small_Hydro | 1 | hydro | hydro_2026_4 | 72% | 1 | CONFIDENTIAL | CONFIDENTIAL | ok | physical | 1 | 0 | CLOVER_2_UNIT_PCE40004_CONFIDENTIAL | 0 | 0 | 1 | 1 | 1 | 0 | 1 | 0 | 0 | 1
PCEA | CLOVER_2_UNIT | PCE40004 | 2026 | 5 | 0.29686 | CONFIDENTIAL | CONFIDENTIAL | online |  | CONFIDENTIAL | CONFIDENTIAL | CAISO_Small_Hydro | 1 | hydro | hydro_2026_5 | 69% | 1 | CONFIDENTIAL | CONFIDENTIAL | ok | physical | 1 | 0 | CLOVER_2_UNIT_PCE40004_CONFIDENTIAL | 0 | 0 | 1 | 1 | 1 | 0 | 1 | 0 | 0 | 1
PCEA | CLOVER_2_UNIT | PCE40004 | 2026 | 6 | 0.12888 | CONFIDENTIAL | CONFIDENTIAL | online |  | CONFIDENTIAL | CONFIDENTIAL | CAISO_Small_Hydro | 1 | hydro | hydro_2026_6 | 74% | 1 | CONFIDENTIAL | CONFIDENTIAL | ok | physical | 1 | 0 | CLOVER_2_UNIT_PCE40004_CONFIDENTIAL | 0 | 0 | 1 | 1 | 1 | 0 | 1 | 0 | 0 | 1
PCEA | CLOVER_2_UNIT | PCE40004 | 2026 | 7 | 0.060264 | CONFIDENTIAL | CONFIDENTIAL | online |  | CONFIDENTIAL | CONFIDENTIAL | CAISO_Small_Hydro | 1 | hydro | hydro_2026_7 | 73% | 1 | CONFIDENTIAL | CONFIDENTIAL | ok | physical | 1 | 0 | CLOVER_2_UNIT_PCE40004_CONFIDENTIAL | 0 | 0 | 1 | 1 | 1 | 0 | 1 | 0 | 0 | 1
PCEA | CLOVER_2_UNIT | PCE40004 | 2026 | 8 | 0.01488 | CONFIDENTIAL | CONFIDENTIAL | online |  | CONFIDENTIAL | CONFIDENTIAL | CAISO_Small_Hydro | 1 | hydro | hydro_2026_8 | 72% | 1 | CONFIDENTIAL | CONFIDENTIAL | ok | physical | 1 | 0 | CLOVER_2_UNIT_PCE40004_CONFIDENTIAL | 0 | 0 | 1 | 1 | 1 | 0 | 1 | 0 | 0 | 1
PCEA | CLOVER_2_UNIT | PCE40004 | 2026 | 9 | 0.04176 | CONFIDENTIAL | CONFIDENTIAL | online |  | CONFIDENTIAL | CONFIDENTIAL | CAISO_Small_Hydro | 1 | hydro | hydro_2026_9 | 71% | 1 | CONFIDENTIAL | CONFIDENTIAL | ok | physical | 1 | 0 | CLOVER_2_UNIT_PCE40004_CONFIDENTIAL | 0 | 0 | 1 | 1 | 1 | 0 | 1 | 0 | 0 | 1
PCEA | CLOVER_2_UNIT | PCE40004 | 2026 | 10 | 0.15029 | CONFIDENTIAL | CONFIDENTIAL | online |  | CONFIDENTIAL | CONFIDENTIAL | CAISO_Small_Hydro | 1 | hydro | hydro_2026_10 | 64% | 1 | CONFIDENTIAL | CONFIDENTIAL | ok | physical | 1 | 0 | CLOVER_2_UNIT_PCE40004_CONFIDENTIAL | 0 | 0 | 1 | 1 | 1 | 0 | 1 | 0 | 0 | 1
PCEA | CLOVER_2_UNIT | PCE40004 | 2026 | 11 | 0.36288 | CONFIDENTIAL | CONFIDENTIAL | online |  | CONFIDENTIAL | CONFIDENTIAL | CAISO_Small_Hydro | 1 | hydro | hydro_2026_11 | 56% | 1 | CONFIDENTIAL | CONFIDENTIAL | ok | physical | 1 | 0 | CLOVER_2_UNIT_PCE40004_CONFIDENTIAL | 0 | 0 | 1 | 1 | 1 | 0 | 1 | 0 | 0 | 1
PCEA | CLOVER_2_UNIT | PCE40004 | 2026 | 12 | 0.47305 | CONFIDENTIAL | CONFIDENTIAL | online |  | CONFIDENTIAL | CONFIDENTIAL | CAISO_Small_Hydro | 1 | hydro | hydro_2026_12 | 64% | 1 | CONFIDENTIAL | CONFIDENTIAL | ok | physical | 1 | 0 | CLOVER_2_UNIT_PCE40004_CONFIDENTIAL | 0 | 0 | 1 | 1 | 1 | 0 | 1 | 0 | 0 | 1
PCEA | CLOVER_2_UNIT | PCE40004 | 2027 | 1 | 0.46574 | CONFIDENTIAL | CONFIDENTIAL | online |  | CONFIDENTIAL | CONFIDENTIAL | CAISO_Small_Hydro | 1 | hydro | hydro_2027_1 | 60% | 1 | CONFIDENTIAL | CONFIDENTIAL | ok | physical | 1 | 0 | CLOVER_2_UNIT_PCE40004_CONFIDENTIAL | 0 | 0 | 1 | 1 | 1 | 0 | 1 | 0 | 0 | 1
PCEA | CLOVER_2_UNIT | PCE40004 | 2027 | 2 | 0.51878 | CONFIDENTIAL | CONFIDENTIAL | online |  | CONFIDENTIAL | CONFIDENTIAL | CAISO_Small_Hydro | 1 | hydro | hydro_2027_2 | 70% | 1 | CONFIDENTIAL | CONFIDENTIAL | ok | physical | 1 | 0 | CLOVER_2_UNIT_PCE40004_CONFIDENTIAL | 0 | 0 | 1 | 1 | 1 | 0 | 1 | 0 | 0 | 1
PCEA | CLOVER_2_UNIT | PCE40004 | 2027 | 3 | 0.5513 | CONFIDENTIAL | CONFIDENTIAL | online |  | CONFIDENTIAL | CONFIDENTIAL | CAISO_Small_Hydro | 1 | hydro | hydro_2027_3 | 73% | 1 | CONFIDENTIAL | CONFIDENTIAL | ok | physical | 1 | 0 | CLOVER_2_UNIT_PCE40004_CONFIDENTIAL | 0 | 0 | 1 | 1 | 1 | 0 | 1 | 0 | 0 | 1
PCEA | CLOVER_2_UNIT | PCE40004 | 2027 | 4 | 0.4752 | CONFIDENTIAL | CONFIDENTIAL | online |  | CONFIDENTIAL | CONFIDENTIAL | CAISO_Small_Hydro | 1 | hydro | hydro_2027_4 | 72% | 1 | CONFIDENTIAL | CONFIDENTIAL | ok | physical | 1 | 0 | CLOVER_2_UNIT_PCE40004_CONFIDENTIAL | 0 | 0 | 1 | 1 | 1 | 0 | 1 | 0 | 0 | 1
PCEA | CLOVER_2_UNIT | PCE40004 | 2027 | 5 | 0.29686 | CONFIDENTIAL | CONFIDENTIAL | online |  | CONFIDENTIAL | CONFIDENTIAL | CAISO_Small_Hydro | 1 | hydro | hydro_2027_5 | 69% | 1 | CONFIDENTIAL | CONFIDENTIAL | ok | physical | 1 | 0 | CLOVER_2_UNIT_PCE40004_CONFIDENTIAL | 0 | 0 | 1 | 1 | 1 | 0 | 1 | 0 | 0 | 1
PCEA | CLOVER_2_UNIT | PCE40004 | 2027 | 6 | 0.12888 | CONFIDENTIAL | CONFIDENTIAL | online |  | CONFIDENTIAL | CONFIDENTIAL | CAISO_Small_Hydro | 1 | hydro | hydro_2027_6 | 74% | 1 | CONFIDENTIAL | CONFIDENTIAL | ok | physical | 1 | 0 | CLOVER_2_UNIT_PCE40004_CONFIDENTIAL | 0 | 0 | 1 | 1 | 1 | 0 | 1 | 0 | 0 | 1
PCEA | CLOVER_2_UNIT | PCE40004 | 2027 | 7 | 0.060264 | CONFIDENTIAL | CONFIDENTIAL | online |  | CONFIDENTIAL | CONFIDENTIAL | CAISO_Small_Hydro | 1 | hydro | hydro_2027_7 | 73% | 1 | CONFIDENTIAL | CONFIDENTIAL | ok | physical | 1 | 0 | CLOVER_2_UNIT_PCE40004_CONFIDENTIAL | 0 | 0 | 1 | 1 | 1 | 0 | 1 | 0 | 0 | 1
PCEA | CLOVER_2_UNIT | PCE40004 | 2027 | 8 | 0.01488 | CONFIDENTIAL | CONFIDENTIAL | online |  | CONFIDENTIAL | CONFIDENTIAL | CAISO_Small_Hydro | 1 | hydro | hydro_2027_8 | 72% | 1 | CONFIDENTIAL | CONFIDENTIAL | ok | physical | 1 | 0 | CLOVER_2_UNIT_PCE40004_CONFIDENTIAL | 0 | 0 | 1 | 1 | 1 | 0 | 1 | 0 | 0 | 1
PCEA | CLOVER_2_UNIT | PCE40004 | 2027 | 9 | 0.04176 | CONFIDENTIAL | CONFIDENTIAL | online |  | CONFIDENTIAL | CONFIDENTIAL | CAISO_Small_Hydro | 1 | hydro | hydro_2027_9 | 71% | 1 | CONFIDENTIAL | CONFIDENTIAL | ok | physical | 1 | 0 | CLOVER_2_UNIT_PCE40004_CONFIDENTIAL | 0 | 0 | 1 | 1 | 1 | 0 | 1 | 0 | 0 | 1
PCEA | CLOVER_2_UNIT | PCE40004 | 2027 | 10 | 0.15029 | CONFIDENTIAL | CONFIDENTIAL | online |  | CONFIDENTIAL | CONFIDENTIAL | CAISO_Small_Hydro | 1 | hydro | hydro_2027_10 | 64% | 1 | CONFIDENTIAL | CONFIDENTIAL | ok | physical | 1 | 0 | CLOVER_2_UNIT_PCE40004_CONFIDENTIAL | 0 | 0 | 1 | 1 | 1 | 0 | 1 | 0 | 0 | 1
PCEA | CLOVER_2_UNIT | PCE40004 | 2027 | 11 | 0.36288 | CONFIDENTIAL | CONFIDENTIAL | online |  | CONFIDENTIAL | CONFIDENTIAL | CAISO_Small_Hydro | 1 | hydro | hydro_2027_11 | 56% | 1 | CONFIDENTIAL | CONFIDENTIAL | ok | physical | 1 | 0 | CLOVER_2_UNIT_PCE40004_CONFIDENTIAL | 0 | 0 | 1 | 1 | 1 | 0 | 1 | 0 | 0 | 1
PCEA | CLOVER_2_UNIT | PCE40004 | 2027 | 12 | 0.47305 | CONFIDENTIAL | CONFIDENTIAL | online |  | CONFIDENTIAL | CONFIDENTIAL | CAISO_Small_Hydro | 1 | hydro | hydro_2027_12 | 64% | 1 | CONFIDENTIAL | CONFIDENTIAL | ok | physical | 1 | 0 | CLOVER_2_UNIT_PCE40004_CONFIDENTIAL | 0 | 0 | 1 | 1 | 1 | 0 | 1 | 0 | 0 | 1
PCEA | CLOVER_2_UNIT | PCE40004 | 2028 | 1 | 0.46574 | CONFIDENTIAL | CONFIDENTIAL | online |  | CONFIDENTIAL | CONFIDENTIAL | CAISO_Small_Hydro | 1 | hydro | hydro_2028_1 | 60% | 1 | CONFIDENTIAL | CONFIDENTIAL | ok | physical | 1 | 0 | CLOVER_2_UNIT_PCE40004_CONFIDENTIAL | 0 | 0 | 1 | 1 | 1 | 0 | 1 | 0 | 0 | 1
PCEA | CLOVER_2_UNIT | PCE40004 | 2028 | 2 | 0.51878 | CONFIDENTIAL | CONFIDENTIAL | online |  | CONFIDENTIAL | CONFIDENTIAL | CAISO_Small_Hydro | 1 | hydro | hydro_2028_2 | 70% | 1 | CONFIDENTIAL | CONFIDENTIAL | ok | physical | 1 | 0 | CLOVER_2_UNIT_PCE40004_CONFIDENTIAL | 0 | 0 | 1 | 1 | 1 | 0 | 1 | 0 | 0 | 1
PCEA | CLOVER_2_UNIT | PCE40004 | 2028 | 3 | 0.5513 | CONFIDENTIAL | CONFIDENTIAL | online |  | CONFIDENTIAL | CONFIDENTIAL | CAISO_Small_Hydro | 1 | hydro | hydro_2028_3 | 73% | 1 | CONFIDENTIAL | CONFIDENTIAL | ok | physical | 1 | 0 | CLOVER_2_UNIT_PCE40004_CONFIDENTIAL | 0 | 0 | 1 | 1 | 1 | 0 | 1 | 0 | 0 | 1
PCEA | CLOVER_2_UNIT | PCE40004 | 2028 | 4 | 0.4752 | CONFIDENTIAL | CONFIDENTIAL | online |  | CONFIDENTIAL | CONFIDENTIAL | CAISO_Small_Hydro | 1 | hydro | hydro_2028_4 | 72% | 1 | CONFIDENTIAL | CONFIDENTIAL | ok | physical | 1 | 0 | CLOVER_2_UNIT_PCE40004_CONFIDENTIAL | 0 | 0 | 1 | 1 | 1 | 0 | 1 | 0 | 0 | 1
PCEA | CLOVER_2_UNIT | PCE40004 | 2028 | 5 | 0.29686 | CONFIDENTIAL | CONFIDENTIAL | online |  | CONFIDENTIAL | CONFIDENTIAL | CAISO_Small_Hydro | 1 | hydro | hydro_2028_5 | 69% | 1 | CONFIDENTIAL | CONFIDENTIAL | ok | physical | 1 | 0 | CLOVER_2_UNIT_PCE40004_CONFIDENTIAL | 0 | 0 | 1 | 1 | 1 | 0 | 1 | 0 | 0 | 1
PCEA | CLOVER_2_UNIT | PCE40004 | 2028 | 6 | 0.12888 | CONFIDENTIAL | CONFIDENTIAL | online |  | CONFIDENTIAL | CONFIDENTIAL | CAISO_Small_Hydro | 1 | hydro | hydro_2028_6 | 74% | 1 | CONFIDENTIAL | CONFIDENTIAL | ok | physical | 1 | 0 | CLOVER_2_UNIT_PCE40004_CONFIDENTIAL | 0 | 0 | 1 | 1 | 1 | 0 | 1 | 0 | 0 | 1
PCEA | CLOVER_2_UNIT | PCE40004 | 2028 | 7 | 0.060264 | CONFIDENTIAL | CONFIDENTIAL | online |  | CONFIDENTIAL | CONFIDENTIAL | CAISO_Small_Hydro | 1 | hydro | hydro_2028_7 | 73% | 1 | CONFIDENTIAL | CONFIDENTIAL | ok | physical | 1 | 0 | CLOVER_2_UNIT_PCE40004_CONFIDENTIAL | 0 | 0 | 1 | 1 | 1 | 0 | 1 | 0 | 0 | 1
PCEA | CLOVER_2_UNIT | PCE40004 | 2028 | 8 | 0.01488 | CONFIDENTIAL | CONFIDENTIAL | online |  | CONFIDENTIAL | CONFIDENTIAL | CAISO_Small_Hydro | 1 | hydro | hydro_2028_8 | 72% | 1 | CONFIDENTIAL | CONFIDENTIAL | ok | physical | 1 | 0 | CLOVER_2_UNIT_PCE40004_CONFIDENTIAL | 0 | 0 | 1 | 1 | 1 | 0 | 1 | 0 | 0 | 1
PCEA | CLOVER_2_UNIT | PCE40004 | 2028 | 9 | 0.04176 | CONFIDENTIAL | CONFIDENTIAL | online |  | CONFIDENTIAL | CONFIDENTIAL | CAISO_Small_Hydro | 1 | hydro | hydro_2028_9 | 71% | 1 | CONFIDENTIAL | CONFIDENTIAL | ok | physical | 1 | 0 | CLOVER_2_UNIT_PCE40004_CONFIDENTIAL | 0 | 0 | 1 | 1 | 1 | 0 | 1 | 0 | 0 | 1
PCEA | CLOVER_2_UNIT | PCE40004 | 2028 | 10 | 0.15029 | CONFIDENTIAL | CONFIDENTIAL | online |  | CONFIDENTIAL | CONFIDENTIAL | CAISO_Small_Hydro | 1 | hydro | hydro_2028_10 | 64% | 1 | CONFIDENTIAL | CONFIDENTIAL | ok | physical | 1 | 0 | CLOVER_2_UNIT_PCE40004_CONFIDENTIAL | 0 | 0 | 1 | 1 | 1 | 0 | 1 | 0 | 0 | 1
PCEA | CLOVER_2_UNIT | PCE40004 | 2028 | 11 | 0.36288 | CONFIDENTIAL | CONFIDENTIAL | online |  | CONFIDENTIAL | CONFIDENTIAL | CAISO_Small_Hydro | 1 | hydro | hydro_2028_11 | 56% | 1 | CONFIDENTIAL | CONFIDENTIAL | ok | physical | 1 | 0 | CLOVER_2_UNIT_PCE40004_CONFIDENTIAL | 0 | 0 | 1 | 1 | 1 | 0 | 1 | 0 | 0 | 1
PCEA | CLOVER_2_UNIT | PCE40004 | 2028 | 12 | 0.47305 | CONFIDENTIAL | CONFIDENTIAL | online |  | CONFIDENTIAL | CONFIDENTIAL | CAISO_Small_Hydro | 1 | hydro | hydro_2028_12 | 64% | 1 | CONFIDENTIAL | CONFIDENTIAL | ok | physical | 1 | 0 | CLOVER_2_UNIT_PCE40004_CONFIDENTIAL | 0 | 0 | 1 | 1 | 1 | 0 | 1 | 0 | 0 | 1
PCEA | CLOVER_2_UNIT | PCE40004 | 2029 | 1 | 0.46574 | CONFIDENTIAL | CONFIDENTIAL | online |  | CONFIDENTIAL | CONFIDENTIAL | CAISO_Small_Hydro | 1 | hydro | hydro_2029_1 | 60% | 1 | CONFIDENTIAL | CONFIDENTIAL | ok | physical | 1 | 0 | CLOVER_2_UNIT_PCE40004_CONFIDENTIAL | 0 | 0 | 1 | 1 | 1 | 0 | 1 | 0 | 0 | 1
PCEA | CLOVER_2_UNIT | PCE40004 | 2029 | 2 | 0.51878 | CONFIDENTIAL | CONFIDENTIAL | online |  | CONFIDENTIAL | CONFIDENTIAL | CAISO_Small_Hydro | 1 | hydro | hydro_2029_2 | 70% | 1 | CONFIDENTIAL | CONFIDENTIAL | ok | physical | 1 | 0 | CLOVER_2_UNIT_PCE40004_CONFIDENTIAL | 0 | 0 | 1 | 1 | 1 | 0 | 1 | 0 | 0 | 1
PCEA | CLOVER_2_UNIT | PCE40004 | 2029 | 3 | 0.5513 | CONFIDENTIAL | CONFIDENTIAL | online |  | CONFIDENTIAL | CONFIDENTIAL | CAISO_Small_Hydro | 1 | hydro | hydro_2029_3 | 73% | 1 | CONFIDENTIAL | CONFIDENTIAL | ok | physical | 1 | 0 | CLOVER_2_UNIT_PCE40004_CONFIDENTIAL | 0 | 0 | 1 | 1 | 1 | 0 | 1 | 0 | 0 | 1
PCEA | CLOVER_2_UNIT | PCE40004 | 2029 | 4 | 0.4752 | CONFIDENTIAL | CONFIDENTIAL | online |  | CONFIDENTIAL | CONFIDENTIAL | CAISO_Small_Hydro | 1 | hydro | hydro_2029_4 | 72% | 1 | CONFIDENTIAL | CONFIDENTIAL | ok | physical | 1 | 0 | CLOVER_2_UNIT_PCE40004_CONFIDENTIAL | 0 | 0 | 1 | 1 | 1 | 0 | 1 | 0 | 0 | 1
PCEA | CLOVER_2_UNIT | PCE40004 | 2029 | 5 | 0.29686 | CONFIDENTIAL | CONFIDENTIAL | online |  | CONFIDENTIAL | CONFIDENTIAL | CAISO_Small_Hydro | 1 | hydro | hydro_2029_5 | 69% | 1 | CONFIDENTIAL | CONFIDENTIAL | ok | physical | 1 | 0 | CLOVER_2_UNIT_PCE40004_CONFIDENTIAL | 0 | 0 | 1 | 1 | 1 | 0 | 1 | 0 | 0 | 1
PCEA | CLOVER_2_UNIT | PCE40004 | 2029 | 6 | 0.12888 | CONFIDENTIAL | CONFIDENTIAL | online |  | CONFIDENTIAL | CONFIDENTIAL | CAISO_Small_Hydro | 1 | hydro | hydro_2029_6 | 74% | 1 | CONFIDENTIAL | CONFIDENTIAL | ok | physical | 1 | 0 | CLOVER_2_UNIT_PCE40004_CONFIDENTIAL | 0 | 0 | 1 | 1 | 1 | 0 | 1 | 0 | 0 | 1
PCEA | CLOVER_2_UNIT | PCE40004 | 2029 | 7 | 0.060264 | CONFIDENTIAL | CONFIDENTIAL | online |  | CONFIDENTIAL | CONFIDENTIAL | CAISO_Small_Hydro | 1 | hydro | hydro_2029_7 | 73% | 1 | CONFIDENTIAL | CONFIDENTIAL | ok | physical | 1 | 0 | CLOVER_2_UNIT_PCE40004_CONFIDENTIAL | 0 | 0 | 1 | 1 | 1 | 0 | 1 | 0 | 0 | 1
PCEA | CLOVER_2_UNIT | PCE40004 | 2029 | 8 | 0.01488 | CONFIDENTIAL | CONFIDENTIAL | online |  | CONFIDENTIAL | CONFIDENTIAL | CAISO_Small_Hydro | 1 | hydro | hydro_2029_8 | 72% | 1 | CONFIDENTIAL | CONFIDENTIAL | ok | physical | 1 | 0 | CLOVER_2_UNIT_PCE40004_CONFIDENTIAL | 0 | 0 | 1 | 1 | 1 | 0 | 1 | 0 | 0 | 1
PCEA | CLOVER_2_UNIT | PCE40004 | 2029 | 9 | 0.04176 | CONFIDENTIAL | CONFIDENTIAL | online |  | CONFIDENTIAL | CONFIDENTIAL | CAISO_Small_Hydro | 1 | hydro | hydro_2029_9 | 71% | 1 | CONFIDENTIAL | CONFIDENTIAL | ok | physical | 1 | 0 | CLOVER_2_UNIT_PCE40004_CONFIDENTIAL | 0 | 0 | 1 | 1 | 1 | 0 | 1 | 0 | 0 | 1
PCEA | CLOVER_2_UNIT | PCE40004 | 2029 | 10 | 0.15029 | CONFIDENTIAL | CONFIDENTIAL | online |  | CONFIDENTIAL | CONFIDENTIAL | CAISO_Small_Hydro | 1 | hydro | hydro_2029_10 | 64% | 1 | CONFIDENTIAL | CONFIDENTIAL | ok | physical | 1 | 0 | CLOVER_2_UNIT_PCE40004_CONFIDENTIAL | 0 | 0 | 1 | 1 | 1 | 0 | 1 | 0 | 0 | 1
PCEA | CLOVER_2_UNIT | PCE40004 | 2029 | 11 | 0.36288 | CONFIDENTIAL | CONFIDENTIAL | online |  | CONFIDENTIAL | CONFIDENTIAL | CAISO_Small_Hydro | 1 | hydro | hydro_2029_11 | 56% | 1 | CONFIDENTIAL | CONFIDENTIAL | ok | physical | 1 | 0 | CLOVER_2_UNIT_PCE40004_CONFIDENTIAL | 0 | 0 | 1 | 1 | 1 | 0 | 1 | 0 | 0 | 1
PCEA | CLOVER_2_UNIT | PCE40004 | 2029 | 12 | 0.47305 | CONFIDENTIAL | CONFIDENTIAL | online |  | CONFIDENTIAL | CONFIDENTIAL | CAISO_Small_Hydro | 1 | hydro | hydro_2029_12 | 64% | 1 | CONFIDENTIAL | CONFIDENTIAL | ok | physical | 1 | 0 | CLOVER_2_UNIT_PCE40004_CONFIDENTIAL | 0 | 0 | 1 | 1 | 1 | 0 | 1 | 0 | 0 | 1
PCEA | CLOVER_2_UNIT | PCE40004 | 2030 | 1 | 0.46574 | CONFIDENTIAL | CONFIDENTIAL | online |  | CONFIDENTIAL | CONFIDENTIAL | CAISO_Small_Hydro | 1 | hydro | hydro_2030_1 | 60% | 1 | CONFIDENTIAL | CONFIDENTIAL | ok | physical | 1 | 0 | CLOVER_2_UNIT_PCE40004_CONFIDENTIAL | 0 | 0 | 1 | 1 | 1 | 0 | 1 | 0 | 0 | 1
PCEA | CLOVER_2_UNIT | PCE40004 | 2030 | 2 | 0.51878 | CONFIDENTIAL | CONFIDENTIAL | online |  | CONFIDENTIAL | CONFIDENTIAL | CAISO_Small_Hydro | 1 | hydro | hydro_2030_2 | 70% | 1 | CONFIDENTIAL | CONFIDENTIAL | ok | physical | 1 | 0 | CLOVER_2_UNIT_PCE40004_CONFIDENTIAL | 0 | 0 | 1 | 1 | 1 | 0 | 1 | 0 | 0 | 1
PCEA | CLOVER_2_UNIT | PCE40004 | 2030 | 3 | 0.5513 | CONFIDENTIAL | CONFIDENTIAL | online |  | CONFIDENTIAL | CONFIDENTIAL | CAISO_Small_Hydro | 1 | hydro | hydro_2030_3 | 73% | 1 | CONFIDENTIAL | CONFIDENTIAL | ok | physical | 1 | 0 | CLOVER_2_UNIT_PCE40004_CONFIDENTIAL | 0 | 0 | 1 | 1 | 1 | 0 | 1 | 0 | 0 | 1
PCEA | CLOVER_2_UNIT | PCE40004 | 2030 | 4 | 0.4752 | CONFIDENTIAL | CONFIDENTIAL | online |  | CONFIDENTIAL | CONFIDENTIAL | CAISO_Small_Hydro | 1 | hydro | hydro_2030_4 | 72% | 1 | CONFIDENTIAL | CONFIDENTIAL | ok | physical | 1 | 0 | CLOVER_2_UNIT_PCE40004_CONFIDENTIAL | 0 | 0 | 1 | 1 | 1 | 0 | 1 | 0 | 0 | 1
PCEA | CLOVER_2_UNIT | PCE40004 | 2030 | 5 | 0.29686 | CONFIDENTIAL | CONFIDENTIAL | online |  | CONFIDENTIAL | CONFIDENTIAL | CAISO_Small_Hydro | 1 | hydro | hydro_2030_5 | 69% | 1 | CONFIDENTIAL | CONFIDENTIAL | ok | physical | 1 | 0 | CLOVER_2_UNIT_PCE40004_CONFIDENTIAL | 0 | 0 | 1 | 1 | 1 | 0 | 1 | 0 | 0 | 1
PCEA | CLOVER_2_UNIT | PCE40004 | 2030 | 6 | 0.12888 | CONFIDENTIAL | CONFIDENTIAL | online |  | CONFIDENTIAL | CONFIDENTIAL | CAISO_Small_Hydro | 1 | hydro | hydro_2030_6 | 74% | 1 | CONFIDENTIAL | CONFIDENTIAL | ok | physical | 1 | 0 | CLOVER_2_UNIT_PCE40004_CONFIDENTIAL | 0 | 0 | 1 | 1 | 1 | 0 | 1 | 0 | 0 | 1
PCEA | CLOVER_2_UNIT | PCE40004 | 2030 | 7 | 0.060264 | CONFIDENTIAL | CONFIDENTIAL | online |  | CONFIDENTIAL | CONFIDENTIAL | CAISO_Small_Hydro | 1 | hydro | hydro_2030_7 | 73% | 1 | CONFIDENTIAL | CONFIDENTIAL | ok | physical | 1 | 0 | CLOVER_2_UNIT_PCE40004_CONFIDENTIAL | 0 | 0 | 1 | 1 | 1 | 0 | 1 | 0 | 0 | 1
PCEA | CLOVER_2_UNIT | PCE40004 | 2030 | 8 | 0.01488 | CONFIDENTIAL | CONFIDENTIAL | online |  | CONFIDENTIAL | CONFIDENTIAL | CAISO_Small_Hydro | 1 | hydro | hydro_2030_8 | 72% | 1 | CONFIDENTIAL | CONFIDENTIAL | ok | physical | 1 | 0 | CLOVER_2_UNIT_PCE40004_CONFIDENTIAL | 0 | 0 | 1 | 1 | 1 | 0 | 1 | 0 | 0 | 1
PCEA | CLOVER_2_UNIT | PCE40004 | 2030 | 9 | 0.04176 | CONFIDENTIAL | CONFIDENTIAL | online |  | CONFIDENTIAL | CONFIDENTIAL | CAISO_Small_Hydro | 1 | hydro | hydro_2030_9 | 71% | 1 | CONFIDENTIAL | CONFIDENTIAL | ok | physical | 1 | 0 | CLOVER_2_UNIT_PCE40004_CONFIDENTIAL | 0 | 0 | 1 | 1 | 1 | 0 | 1 | 0 | 0 | 1
PCEA | CLOVER_2_UNIT | PCE40004 | 2030 | 10 | 0.15029 | CONFIDENTIAL | CONFIDENTIAL | online |  | CONFIDENTIAL | CONFIDENTIAL | CAISO_Small_Hydro | 1 | hydro | hydro_2030_10 | 64% | 1 | CONFIDENTIAL | CONFIDENTIAL | ok | physical | 1 | 0 | CLOVER_2_UNIT_PCE40004_CONFIDENTIAL | 0 | 0 | 1 | 1 | 1 | 0 | 1 | 0 | 0 | 1
PCEA | CLOVER_2_UNIT | PCE40004 | 2030 | 11 | 0.36288 | CONFIDENTIAL | CONFIDENTIAL | online |  | CONFIDENTIAL | CONFIDENTIAL | CAISO_Small_Hydro | 1 | hydro | hydro_2030_11 | 56% | 1 | CONFIDENTIAL | CONFIDENTIAL | ok | physical | 1 | 0 | CLOVER_2_UNIT_PCE40004_CONFIDENTIAL | 0 | 0 | 1 | 1 | 1 | 0 | 1 | 0 | 0 | 1
PCEA | CLOVER_2_UNIT | PCE40004 | 2030 | 12 | 0.47305 | CONFIDENTIAL | CONFIDENTIAL | online |  | CONFIDENTIAL | CONFIDENTIAL | CAISO_Small_Hydro | 1 | hydro | hydro_2030_12 | 64% | 1 | CONFIDENTIAL | CONFIDENTIAL | ok | physical | 1 | 0 | CLOVER_2_UNIT_PCE40004_CONFIDENTIAL | 0 | 0 | 1 | 1 | 1 | 0 | 1 | 0 | 0 | 1
PCEA | COVERD_2_HCKHY1 | PCE40002 | 2020 | 1 | 2.4943 | CONFIDENTIAL | CONFIDENTIAL | online |  | CONFIDENTIAL | CONFIDENTIAL | CAISO_Hydro | 1 | hydro | hydro_2020_1 | 60% | 1 | CONFIDENTIAL | CONFIDENTIAL | ok | physical | 1 | 0 | COVERD_2_HCKHY1_PCE40002_CONFIDENTIAL | 1 | 3 | 1 | 1 | 1 | 0 | 1 | 0 | 0 | 1
PCEA | COVERD_2_HCKHY1 | PCE40002 | 2020 | 2 | 3.4171 | CONFIDENTIAL | CONFIDENTIAL | online |  | CONFIDENTIAL | CONFIDENTIAL | CAISO_Hydro | 1 | hydro | hydro_2020_2 | 70% | 1 | CONFIDENTIAL | CONFIDENTIAL | ok | physical | 1 | 0 | COVERD_2_HCKHY1_PCE40002_CONFIDENTIAL | 0 | 0 | 1 | 1 | 1 | 0 | 1 | 0 | 0 | 1
PCEA | COVERD_2_HCKHY1 | PCE40002 | 2020 | 3 | 3.8056 | CONFIDENTIAL | CONFIDENTIAL | online |  | CONFIDENTIAL | CONFIDENTIAL | CAISO_Hydro | 1 | hydro | hydro_2020_3 | 73% | 1 | CONFIDENTIAL | CONFIDENTIAL | ok | physical | 1 | 0 | COVERD_2_HCKHY1_PCE40002_CONFIDENTIAL | 0 | 0 | 1 | 1 | 1 | 0 | 1 | 0 | 0 | 1
PCEA | COVERD_2_HCKHY1 | PCE40002 | 2020 | 4 | 2.3922 | CONFIDENTIAL | CONFIDENTIAL | online |  | CONFIDENTIAL | CONFIDENTIAL | CAISO_Hydro | 1 | hydro | hydro_2020_4 | 72% | 1 | CONFIDENTIAL | CONFIDENTIAL | ok | physical | 1 | 0 | COVERD_2_HCKHY1_PCE40002_CONFIDENTIAL | 0 | 0 | 1 | 1 | 1 | 0 | 1 | 0 | 0 | 1
PCEA | COVERD_2_HCKHY1 | PCE40002 | 2020 | 5 | 1.78 | CONFIDENTIAL | CONFIDENTIAL | online |  | CONFIDENTIAL | CONFIDENTIAL | CAISO_Hydro | 1 | hydro | hydro_2020_5 | 69% | 1 | CONFIDENTIAL | CONFIDENTIAL | ok | physical | 1 | 0 | COVERD_2_HCKHY1_PCE40002_CONFIDENTIAL | 0 | 0 | 1 | 1 | 1 | 0 | 1 | 0 | 0 | 1
PCEA | COVERD_2_HCKHY1 | PCE40002 | 2020 | 6 | 1.3878 | CONFIDENTIAL | CONFIDENTIAL | online |  | CONFIDENTIAL | CONFIDENTIAL | CAISO_Hydro | 1 | hydro | hydro_2020_6 | 74% | 1 | CONFIDENTIAL | CONFIDENTIAL | ok | physical | 1 | 0 | COVERD_2_HCKHY1_PCE40002_CONFIDENTIAL | 0 | 0 | 1 | 1 | 1 | 0 | 1 | 0 | 0 | 1
PCEA | COVERD_2_HCKHY1 | PCE40002 | 2020 | 7 | 0.10602 | CONFIDENTIAL | CONFIDENTIAL | online |  | CONFIDENTIAL | CONFIDENTIAL | CAISO_Hydro | 1 | hydro | hydro_2020_7 | 73% | 1 | CONFIDENTIAL | CONFIDENTIAL | ok | physical | 1 | 0 | COVERD_2_HCKHY1_PCE40002_CONFIDENTIAL | 0 | 0 | 1 | 1 | 1 | 0 | 1 | 0 | 0 | 1
PCEA | COVERD_2_HCKHY1 | PCE40002 | 2020 | 8 | 0.03906 | CONFIDENTIAL | CONFIDENTIAL | online |  | CONFIDENTIAL | CONFIDENTIAL | CAISO_Hydro | 1 | hydro | hydro_2020_8 | 72% | 1 | CONFIDENTIAL | CONFIDENTIAL | ok | physical | 1 | 0 | COVERD_2_HCKHY1_PCE40002_CONFIDENTIAL | 0 | 0 | 1 | 1 | 1 | 0 | 1 | 0 | 0 | 1
PCEA | COVERD_2_HCKHY1 | PCE40002 | 2020 | 9 | 0 | CONFIDENTIAL | CONFIDENTIAL | online |  | CONFIDENTIAL | CONFIDENTIAL | CAISO_Hydro | 1 | hydro | hydro_2020_9 | 71% | 1 | CONFIDENTIAL | CONFIDENTIAL | ok | physical | 0 | 0 | COVERD_2_HCKHY1_PCE40002_CONFIDENTIAL | 0 | 0 | 1 | 1 | 1 | 0 | 1 | 0 | 0 | 1
PCEA | COVERD_2_HCKHY1 | PCE40002 | 2020 | 10 | 0 | CONFIDENTIAL | CONFIDENTIAL | online |  | CONFIDENTIAL | CONFIDENTIAL | CAISO_Hydro | 1 | hydro | hydro_2020_10 | 64% | 1 | CONFIDENTIAL | CONFIDENTIAL | ok | physical | 0 | 0 | COVERD_2_HCKHY1_PCE40002_CONFIDENTIAL | 0 | 0 | 1 | 1 | 1 | 0 | 1 | 0 | 0 | 1
PCEA | COVERD_2_HCKHY1 | PCE40002 | 2020 | 11 | 0.1188 | CONFIDENTIAL | CONFIDENTIAL | online |  | CONFIDENTIAL | CONFIDENTIAL | CAISO_Hydro | 1 | hydro | hydro_2020_11 | 56% | 1 | CONFIDENTIAL | CONFIDENTIAL | ok | physical | 1 | 0 | COVERD_2_HCKHY1_PCE40002_CONFIDENTIAL | 0 | 0 | 1 | 1 | 1 | 0 | 1 | 0 | 0 | 1
PCEA | COVERD_2_HCKHY1 | PCE40002 | 2020 | 12 | 0.95863 | CONFIDENTIAL | CONFIDENTIAL | online |  | CONFIDENTIAL | CONFIDENTIAL | CAISO_Hydro | 1 | hydro | hydro_2020_12 | 64% | 1 | CONFIDENTIAL | CONFIDENTIAL | ok | physical | 1 | 0 | COVERD_2_HCKHY1_PCE40002_CONFIDENTIAL | 0 | 0 | 1 | 1 | 1 | 0 | 1 | 0 | 0 | 1
PCEA | COVERD_2_HCKHY1 | PCE40002 | 2021 | 1 | 2.4943 | CONFIDENTIAL | CONFIDENTIAL | online |  | CONFIDENTIAL | CONFIDENTIAL | CAISO_Hydro | 1 | hydro | hydro_2021_1 | 60% | 1 | CONFIDENTIAL | CONFIDENTIAL | ok | physical | 1 | 0 | COVERD_2_HCKHY1_PCE40002_CONFIDENTIAL | 0 | 0 | 1 | 1 | 1 | 0 | 1 | 0 | 0 | 1
PCEA | COVERD_2_HCKHY1 | PCE40002 | 2021 | 2 | 3.4171 | CONFIDENTIAL | CONFIDENTIAL | online |  | CONFIDENTIAL | CONFIDENTIAL | CAISO_Hydro | 1 | hydro | hydro_2021_2 | 70% | 1 | CONFIDENTIAL | CONFIDENTIAL | ok | physical | 1 | 0 | COVERD_2_HCKHY1_PCE40002_CONFIDENTIAL | 0 | 0 | 1 | 1 | 1 | 0 | 1 | 0 | 0 | 1
PCEA | COVERD_2_HCKHY1 | PCE40002 | 2021 | 3 | 3.8056 | CONFIDENTIAL | CONFIDENTIAL | online |  | CONFIDENTIAL | CONFIDENTIAL | CAISO_Hydro | 1 | hydro | hydro_2021_3 | 73% | 1 | CONFIDENTIAL | CONFIDENTIAL | ok | physical | 1 | 0 | COVERD_2_HCKHY1_PCE40002_CONFIDENTIAL | 0 | 0 | 1 | 1 | 1 | 0 | 1 | 0 | 0 | 1
PCEA | COVERD_2_HCKHY1 | PCE40002 | 2021 | 4 | 2.3922 | CONFIDENTIAL | CONFIDENTIAL | online |  | CONFIDENTIAL | CONFIDENTIAL | CAISO_Hydro | 1 | hydro | hydro_2021_4 | 72% | 1 | CONFIDENTIAL | CONFIDENTIAL | ok | physical | 1 | 0 | COVERD_2_HCKHY1_PCE40002_CONFIDENTIAL | 0 | 0 | 1 | 1 | 1 | 0 | 1 | 0 | 0 | 1
PCEA | COVERD_2_HCKHY1 | PCE40002 | 2021 | 5 | 1.78 | CONFIDENTIAL | CONFIDENTIAL | online |  | CONFIDENTIAL | CONFIDENTIAL | CAISO_Hydro | 1 | hydro | hydro_2021_5 | 69% | 1 | CONFIDENTIAL | CONFIDENTIAL | ok | physical | 1 | 0 | COVERD_2_HCKHY1_PCE40002_CONFIDENTIAL | 0 | 0 | 1 | 1 | 1 | 0 | 1 | 0 | 0 | 1
PCEA | COVERD_2_HCKHY1 | PCE40002 | 2021 | 6 | 1.3878 | CONFIDENTIAL | CONFIDENTIAL | online |  | CONFIDENTIAL | CONFIDENTIAL | CAISO_Hydro | 1 | hydro | hydro_2021_6 | 74% | 1 | CONFIDENTIAL | CONFIDENTIAL | ok | physical | 1 | 0 | COVERD_2_HCKHY1_PCE40002_CONFIDENTIAL | 0 | 0 | 1 | 1 | 1 | 0 | 1 | 0 | 0 | 1
PCEA | COVERD_2_HCKHY1 | PCE40002 | 2021 | 7 | 0.10602 | CONFIDENTIAL | CONFIDENTIAL | online |  | CONFIDENTIAL | CONFIDENTIAL | CAISO_Hydro | 1 | hydro | hydro_2021_7 | 73% | 1 | CONFIDENTIAL | CONFIDENTIAL | ok | physical | 1 | 0 | COVERD_2_HCKHY1_PCE40002_CONFIDENTIAL | 0 | 0 | 1 | 1 | 1 | 0 | 1 | 0 | 0 | 1
PCEA | COVERD_2_HCKHY1 | PCE40002 | 2021 | 8 | 0.03906 | CONFIDENTIAL | CONFIDENTIAL | online |  | CONFIDENTIAL | CONFIDENTIAL | CAISO_Hydro | 1 | hydro | hydro_2021_8 | 72% | 1 | CONFIDENTIAL | CONFIDENTIAL | ok | physical | 1 | 0 | COVERD_2_HCKHY1_PCE40002_CONFIDENTIAL | 0 | 0 | 1 | 1 | 1 | 0 | 1 | 0 | 0 | 1
PCEA | COVERD_2_HCKHY1 | PCE40002 | 2021 | 9 | 0 | CONFIDENTIAL | CONFIDENTIAL | online |  | CONFIDENTIAL | CONFIDENTIAL | CAISO_Hydro | 1 | hydro | hydro_2021_9 | 71% | 1 | CONFIDENTIAL | CONFIDENTIAL | ok | physical | 0 | 0 | COVERD_2_HCKHY1_PCE40002_CONFIDENTIAL | 0 | 0 | 1 | 1 | 1 | 0 | 1 | 0 | 0 | 1
PCEA | COVERD_2_HCKHY1 | PCE40002 | 2021 | 10 | 0 | CONFIDENTIAL | CONFIDENTIAL | online |  | CONFIDENTIAL | CONFIDENTIAL | CAISO_Hydro | 1 | hydro | hydro_2021_10 | 64% | 1 | CONFIDENTIAL | CONFIDENTIAL | ok | physical | 0 | 0 | COVERD_2_HCKHY1_PCE40002_CONFIDENTIAL | 0 | 0 | 1 | 1 | 1 | 0 | 1 | 0 | 0 | 1
PCEA | COVERD_2_HCKHY1 | PCE40002 | 2021 | 11 | 0.1188 | CONFIDENTIAL | CONFIDENTIAL | online |  | CONFIDENTIAL | CONFIDENTIAL | CAISO_Hydro | 1 | hydro | hydro_2021_11 | 56% | 1 | CONFIDENTIAL | CONFIDENTIAL | ok | physical | 1 | 0 | COVERD_2_HCKHY1_PCE40002_CONFIDENTIAL | 0 | 0 | 1 | 1 | 1 | 0 | 1 | 0 | 0 | 1
PCEA | COVERD_2_HCKHY1 | PCE40002 | 2021 | 12 | 0.95863 | CONFIDENTIAL | CONFIDENTIAL | online |  | CONFIDENTIAL | CONFIDENTIAL | CAISO_Hydro | 1 | hydro | hydro_2021_12 | 64% | 1 | CONFIDENTIAL | CONFIDENTIAL | ok | physical | 1 | 0 | COVERD_2_HCKHY1_PCE40002_CONFIDENTIAL | 0 | 0 | 1 | 1 | 1 | 0 | 1 | 0 | 0 | 1
PCEA | COVERD_2_HCKHY1 | PCE40002 | 2022 | 1 | 2.4943 | CONFIDENTIAL | CONFIDENTIAL | online |  | CONFIDENTIAL | CONFIDENTIAL | CAISO_Hydro | 1 | hydro | hydro_2022_1 | 60% | 1 | CONFIDENTIAL | CONFIDENTIAL | ok | physical | 1 | 0 | COVERD_2_HCKHY1_PCE40002_CONFIDENTIAL | 0 | 0 | 1 | 1 | 1 | 0 | 1 | 0 | 0 | 1
PCEA | COVERD_2_HCKHY1 | PCE40002 | 2022 | 2 | 3.4171 | CONFIDENTIAL | CONFIDENTIAL | online |  | CONFIDENTIAL | CONFIDENTIAL | CAISO_Hydro | 1 | hydro | hydro_2022_2 | 70% | 1 | CONFIDENTIAL | CONFIDENTIAL | ok | physical | 1 | 0 | COVERD_2_HCKHY1_PCE40002_CONFIDENTIAL | 0 | 0 | 1 | 1 | 1 | 0 | 1 | 0 | 0 | 1
PCEA | COVERD_2_HCKHY1 | PCE40002 | 2022 | 3 | 3.8056 | CONFIDENTIAL | CONFIDENTIAL | online |  | CONFIDENTIAL | CONFIDENTIAL | CAISO_Hydro | 1 | hydro | hydro_2022_3 | 73% | 1 | CONFIDENTIAL | CONFIDENTIAL | ok | physical | 1 | 0 | COVERD_2_HCKHY1_PCE40002_CONFIDENTIAL | 0 | 0 | 1 | 1 | 1 | 0 | 1 | 0 | 0 | 1
PCEA | COVERD_2_HCKHY1 | PCE40002 | 2022 | 4 | 2.3922 | CONFIDENTIAL | CONFIDENTIAL | online |  | CONFIDENTIAL | CONFIDENTIAL | CAISO_Hydro | 1 | hydro | hydro_2022_4 | 72% | 1 | CONFIDENTIAL | CONFIDENTIAL | ok | physical | 1 | 0 | COVERD_2_HCKHY1_PCE40002_CONFIDENTIAL | 0 | 0 | 1 | 1 | 1 | 0 | 1 | 0 | 0 | 1
PCEA | COVERD_2_HCKHY1 | PCE40002 | 2022 | 5 | 1.78 | CONFIDENTIAL | CONFIDENTIAL | online |  | CONFIDENTIAL | CONFIDENTIAL | CAISO_Hydro | 1 | hydro | hydro_2022_5 | 69% | 1 | CONFIDENTIAL | CONFIDENTIAL | ok | physical | 1 | 0 | COVERD_2_HCKHY1_PCE40002_CONFIDENTIAL | 0 | 0 | 1 | 1 | 1 | 0 | 1 | 0 | 0 | 1
PCEA | COVERD_2_HCKHY1 | PCE40002 | 2022 | 6 | 1.3878 | CONFIDENTIAL | CONFIDENTIAL | online |  | CONFIDENTIAL | CONFIDENTIAL | CAISO_Hydro | 1 | hydro | hydro_2022_6 | 74% | 1 | CONFIDENTIAL | CONFIDENTIAL | ok | physical | 1 | 0 | COVERD_2_HCKHY1_PCE40002_CONFIDENTIAL | 0 | 0 | 1 | 1 | 1 | 0 | 1 | 0 | 0 | 1
PCEA | COVERD_2_HCKHY1 | PCE40002 | 2022 | 7 | 0.10602 | CONFIDENTIAL | CONFIDENTIAL | online |  | CONFIDENTIAL | CONFIDENTIAL | CAISO_Hydro | 1 | hydro | hydro_2022_7 | 73% | 1 | CONFIDENTIAL | CONFIDENTIAL | ok | physical | 1 | 0 | COVERD_2_HCKHY1_PCE40002_CONFIDENTIAL | 0 | 0 | 1 | 1 | 1 | 0 | 1 | 0 | 0 | 1
PCEA | COVERD_2_HCKHY1 | PCE40002 | 2022 | 8 | 0.03906 | CONFIDENTIAL | CONFIDENTIAL | online |  | CONFIDENTIAL | CONFIDENTIAL | CAISO_Hydro | 1 | hydro | hydro_2022_8 | 72% | 1 | CONFIDENTIAL | CONFIDENTIAL | ok | physical | 1 | 0 | COVERD_2_HCKHY1_PCE40002_CONFIDENTIAL | 0 | 0 | 1 | 1 | 1 | 0 | 1 | 0 | 0 | 1
PCEA | COVERD_2_HCKHY1 | PCE40002 | 2022 | 9 | 0 | CONFIDENTIAL | CONFIDENTIAL | online |  | CONFIDENTIAL | CONFIDENTIAL | CAISO_Hydro | 1 | hydro | hydro_2022_9 | 71% | 1 | CONFIDENTIAL | CONFIDENTIAL | ok | physical | 0 | 0 | COVERD_2_HCKHY1_PCE40002_CONFIDENTIAL | 0 | 0 | 1 | 1 | 1 | 0 | 1 | 0 | 0 | 1
PCEA | COVERD_2_HCKHY1 | PCE40002 | 2022 | 10 | 0 | CONFIDENTIAL | CONFIDENTIAL | online |  | CONFIDENTIAL | CONFIDENTIAL | CAISO_Hydro | 1 | hydro | hydro_2022_10 | 64% | 1 | CONFIDENTIAL | CONFIDENTIAL | ok | physical | 0 | 0 | COVERD_2_HCKHY1_PCE40002_CONFIDENTIAL | 0 | 0 | 1 | 1 | 1 | 0 | 1 | 0 | 0 | 1
PCEA | COVERD_2_HCKHY1 | PCE40002 | 2022 | 11 | 0.1188 | CONFIDENTIAL | CONFIDENTIAL | online |  | CONFIDENTIAL | CONFIDENTIAL | CAISO_Hydro | 1 | hydro | hydro_2022_11 | 56% | 1 | CONFIDENTIAL | CONFIDENTIAL | ok | physical | 1 | 0 | COVERD_2_HCKHY1_PCE40002_CONFIDENTIAL | 0 | 0 | 1 | 1 | 1 | 0 | 1 | 0 | 0 | 1
PCEA | COVERD_2_HCKHY1 | PCE40002 | 2022 | 12 | 0.95863 | CONFIDENTIAL | CONFIDENTIAL | online |  | CONFIDENTIAL | CONFIDENTIAL | CAISO_Hydro | 1 | hydro | hydro_2022_12 | 64% | 1 | CONFIDENTIAL | CONFIDENTIAL | ok | physical | 1 | 0 | COVERD_2_HCKHY1_PCE40002_CONFIDENTIAL | 0 | 0 | 1 | 1 | 1 | 0 | 1 | 0 | 0 | 1
PCEA | COVERD_2_HCKHY1 | PCE40002 | 2023 | 1 | 2.4943 | CONFIDENTIAL | CONFIDENTIAL | online |  | CONFIDENTIAL | CONFIDENTIAL | CAISO_Hydro | 1 | hydro | hydro_2023_1 | 60% | 1 | CONFIDENTIAL | CONFIDENTIAL | ok | physical | 1 | 0 | COVERD_2_HCKHY1_PCE40002_CONFIDENTIAL | 0 | 0 | 1 | 1 | 1 | 0 | 1 | 0 | 0 | 1
PCEA | COVERD_2_HCKHY1 | PCE40002 | 2023 | 2 | 3.4171 | CONFIDENTIAL | CONFIDENTIAL | online |  | CONFIDENTIAL | CONFIDENTIAL | CAISO_Hydro | 1 | hydro | hydro_2023_2 | 70% | 1 | CONFIDENTIAL | CONFIDENTIAL | ok | physical | 1 | 0 | COVERD_2_HCKHY1_PCE40002_CONFIDENTIAL | 0 | 0 | 1 | 1 | 1 | 0 | 1 | 0 | 0 | 1
PCEA | COVERD_2_HCKHY1 | PCE40002 | 2023 | 3 | 3.8056 | CONFIDENTIAL | CONFIDENTIAL | online |  | CONFIDENTIAL | CONFIDENTIAL | CAISO_Hydro | 1 | hydro | hydro_2023_3 | 73% | 1 | CONFIDENTIAL | CONFIDENTIAL | ok | physical | 1 | 0 | COVERD_2_HCKHY1_PCE40002_CONFIDENTIAL | 0 | 0 | 1 | 1 | 1 | 0 | 1 | 0 | 0 | 1
PCEA | COVERD_2_HCKHY1 | PCE40002 | 2023 | 4 | 2.3922 | CONFIDENTIAL | CONFIDENTIAL | online |  | CONFIDENTIAL | CONFIDENTIAL | CAISO_Hydro | 1 | hydro | hydro_2023_4 | 72% | 1 | CONFIDENTIAL | CONFIDENTIAL | ok | physical | 1 | 0 | COVERD_2_HCKHY1_PCE40002_CONFIDENTIAL | 0 | 0 | 1 | 1 | 1 | 0 | 1 | 0 | 0 | 1
PCEA | COVERD_2_HCKHY1 | PCE40002 | 2023 | 5 | 1.78 | CONFIDENTIAL | CONFIDENTIAL | online |  | CONFIDENTIAL | CONFIDENTIAL | CAISO_Hydro | 1 | hydro | hydro_2023_5 | 69% | 1 | CONFIDENTIAL | CONFIDENTIAL | ok | physical | 1 | 0 | COVERD_2_HCKHY1_PCE40002_CONFIDENTIAL | 0 | 0 | 1 | 1 | 1 | 0 | 1 | 0 | 0 | 1
PCEA | COVERD_2_HCKHY1 | PCE40002 | 2023 | 6 | 1.3878 | CONFIDENTIAL | CONFIDENTIAL | online |  | CONFIDENTIAL | CONFIDENTIAL | CAISO_Hydro | 1 | hydro | hydro_2023_6 | 74% | 1 | CONFIDENTIAL | CONFIDENTIAL | ok | physical | 1 | 0 | COVERD_2_HCKHY1_PCE40002_CONFIDENTIAL | 0 | 0 | 1 | 1 | 1 | 0 | 1 | 0 | 0 | 1
PCEA | COVERD_2_HCKHY1 | PCE40002 | 2023 | 7 | 0.10602 | CONFIDENTIAL | CONFIDENTIAL | online |  | CONFIDENTIAL | CONFIDENTIAL | CAISO_Hydro | 1 | hydro | hydro_2023_7 | 73% | 1 | CONFIDENTIAL | CONFIDENTIAL | ok | physical | 1 | 0 | COVERD_2_HCKHY1_PCE40002_CONFIDENTIAL | 0 | 0 | 1 | 1 | 1 | 0 | 1 | 0 | 0 | 1
PCEA | COVERD_2_HCKHY1 | PCE40002 | 2023 | 8 | 0.03906 | CONFIDENTIAL | CONFIDENTIAL | online |  | CONFIDENTIAL | CONFIDENTIAL | CAISO_Hydro | 1 | hydro | hydro_2023_8 | 72% | 1 | CONFIDENTIAL | CONFIDENTIAL | ok | physical | 1 | 0 | COVERD_2_HCKHY1_PCE40002_CONFIDENTIAL | 0 | 0 | 1 | 1 | 1 | 0 | 1 | 0 | 0 | 1
PCEA | COVERD_2_HCKHY1 | PCE40002 | 2023 | 9 | 0 | CONFIDENTIAL | CONFIDENTIAL | online |  | CONFIDENTIAL | CONFIDENTIAL | CAISO_Hydro | 1 | hydro | hydro_2023_9 | 71% | 1 | CONFIDENTIAL | CONFIDENTIAL | ok | physical | 0 | 0 | COVERD_2_HCKHY1_PCE40002_CONFIDENTIAL | 0 | 0 | 1 | 1 | 1 | 0 | 1 | 0 | 0 | 1
PCEA | COVERD_2_HCKHY1 | PCE40002 | 2023 | 10 | 0 | CONFIDENTIAL | CONFIDENTIAL | online |  | CONFIDENTIAL | CONFIDENTIAL | CAISO_Hydro | 1 | hydro | hydro_2023_10 | 64% | 1 | CONFIDENTIAL | CONFIDENTIAL | ok | physical | 0 | 0 | COVERD_2_HCKHY1_PCE40002_CONFIDENTIAL | 0 | 0 | 1 | 1 | 1 | 0 | 1 | 0 | 0 | 1
PCEA | COVERD_2_HCKHY1 | PCE40002 | 2023 | 11 | 0.1188 | CONFIDENTIAL | CONFIDENTIAL | online |  | CONFIDENTIAL | CONFIDENTIAL | CAISO_Hydro | 1 | hydro | hydro_2023_11 | 56% | 1 | CONFIDENTIAL | CONFIDENTIAL | ok | physical | 1 | 0 | COVERD_2_HCKHY1_PCE40002_CONFIDENTIAL | 0 | 0 | 1 | 1 | 1 | 0 | 1 | 0 | 0 | 1
PCEA | COVERD_2_HCKHY1 | PCE40002 | 2023 | 12 | 0.95863 | CONFIDENTIAL | CONFIDENTIAL | online |  | CONFIDENTIAL | CONFIDENTIAL | CAISO_Hydro | 1 | hydro | hydro_2023_12 | 64% | 1 | CONFIDENTIAL | CONFIDENTIAL | ok | physical | 1 | 0 | COVERD_2_HCKHY1_PCE40002_CONFIDENTIAL | 0 | 0 | 1 | 1 | 1 | 0 | 1 | 0 | 0 | 1
PCEA | COVERD_2_HCKHY1 | PCE40002 | 2024 | 1 | 2.4943 | CONFIDENTIAL | CONFIDENTIAL | online |  | CONFIDENTIAL | CONFIDENTIAL | CAISO_Hydro | 1 | hydro | hydro_2024_1 | 60% | 1 | CONFIDENTIAL | CONFIDENTIAL | ok | physical | 1 | 0 | COVERD_2_HCKHY1_PCE40002_CONFIDENTIAL | 0 | 0 | 1 | 1 | 1 | 0 | 1 | 0 | 0 | 1
PCEA | COVERD_2_HCKHY1 | PCE40002 | 2024 | 2 | 3.4171 | CONFIDENTIAL | CONFIDENTIAL | online |  | CONFIDENTIAL | CONFIDENTIAL | CAISO_Hydro | 1 | hydro | hydro_2024_2 | 70% | 1 | CONFIDENTIAL | CONFIDENTIAL | ok | physical | 1 | 0 | COVERD_2_HCKHY1_PCE40002_CONFIDENTIAL | 0 | 0 | 1 | 1 | 1 | 0 | 1 | 0 | 0 | 1
PCEA | COVERD_2_HCKHY1 | PCE40002 | 2024 | 3 | 3.8056 | CONFIDENTIAL | CONFIDENTIAL | online |  | CONFIDENTIAL | CONFIDENTIAL | CAISO_Hydro | 1 | hydro | hydro_2024_3 | 73% | 1 | CONFIDENTIAL | CONFIDENTIAL | ok | physical | 1 | 0 | COVERD_2_HCKHY1_PCE40002_CONFIDENTIAL | 0 | 0 | 1 | 1 | 1 | 0 | 1 | 0 | 0 | 1
PCEA | COVERD_2_HCKHY1 | PCE40002 | 2024 | 4 | 2.3922 | CONFIDENTIAL | CONFIDENTIAL | online |  | CONFIDENTIAL | CONFIDENTIAL | CAISO_Hydro | 1 | hydro | hydro_2024_4 | 72% | 1 | CONFIDENTIAL | CONFIDENTIAL | ok | physical | 1 | 0 | COVERD_2_HCKHY1_PCE40002_CONFIDENTIAL | 0 | 0 | 1 | 1 | 1 | 0 | 1 | 0 | 0 | 1
PCEA | COVERD_2_HCKHY1 | PCE40002 | 2024 | 5 | 1.78 | CONFIDENTIAL | CONFIDENTIAL | online |  | CONFIDENTIAL | CONFIDENTIAL | CAISO_Hydro | 1 | hydro | hydro_2024_5 | 69% | 1 | CONFIDENTIAL | CONFIDENTIAL | ok | physical | 1 | 0 | COVERD_2_HCKHY1_PCE40002_CONFIDENTIAL | 0 | 0 | 1 | 1 | 1 | 0 | 1 | 0 | 0 | 1
PCEA | COVERD_2_HCKHY1 | PCE40002 | 2024 | 6 | 1.3878 | CONFIDENTIAL | CONFIDENTIAL | online |  | CONFIDENTIAL | CONFIDENTIAL | CAISO_Hydro | 1 | hydro | hydro_2024_6 | 74% | 1 | CONFIDENTIAL | CONFIDENTIAL | ok | physical | 1 | 0 | COVERD_2_HCKHY1_PCE40002_CONFIDENTIAL | 0 | 0 | 1 | 1 | 1 | 0 | 1 | 0 | 0 | 1
PCEA | COVERD_2_HCKHY1 | PCE40002 | 2024 | 7 | 0.10602 | CONFIDENTIAL | CONFIDENTIAL | online |  | CONFIDENTIAL | CONFIDENTIAL | CAISO_Hydro | 1 | hydro | hydro_2024_7 | 73% | 1 | CONFIDENTIAL | CONFIDENTIAL | ok | physical | 1 | 0 | COVERD_2_HCKHY1_PCE40002_CONFIDENTIAL | 0 | 0 | 1 | 1 | 1 | 0 | 1 | 0 | 0 | 1
PCEA | COVERD_2_HCKHY1 | PCE40002 | 2024 | 8 | 0.03906 | CONFIDENTIAL | CONFIDENTIAL | online |  | CONFIDENTIAL | CONFIDENTIAL | CAISO_Hydro | 1 | hydro | hydro_2024_8 | 72% | 1 | CONFIDENTIAL | CONFIDENTIAL | ok | physical | 1 | 0 | COVERD_2_HCKHY1_PCE40002_CONFIDENTIAL | 0 | 0 | 1 | 1 | 1 | 0 | 1 | 0 | 0 | 1
PCEA | COVERD_2_HCKHY1 | PCE40002 | 2024 | 9 | 0 | CONFIDENTIAL | CONFIDENTIAL | online |  | CONFIDENTIAL | CONFIDENTIAL | CAISO_Hydro | 1 | hydro | hydro_2024_9 | 71% | 1 | CONFIDENTIAL | CONFIDENTIAL | ok | physical | 0 | 0 | COVERD_2_HCKHY1_PCE40002_CONFIDENTIAL | 0 | 0 | 1 | 1 | 1 | 0 | 1 | 0 | 0 | 1
PCEA | COVERD_2_HCKHY1 | PCE40002 | 2024 | 10 | 0 | CONFIDENTIAL | CONFIDENTIAL | online |  | CONFIDENTIAL | CONFIDENTIAL | CAISO_Hydro | 1 | hydro | hydro_2024_10 | 64% | 1 | CONFIDENTIAL | CONFIDENTIAL | ok | physical | 0 | 0 | COVERD_2_HCKHY1_PCE40002_CONFIDENTIAL | 0 | 0 | 1 | 1 | 1 | 0 | 1 | 0 | 0 | 1
PCEA | COVERD_2_HCKHY1 | PCE40002 | 2024 | 11 | 0.1188 | CONFIDENTIAL | CONFIDENTIAL | online |  | CONFIDENTIAL | CONFIDENTIAL | CAISO_Hydro | 1 | hydro | hydro_2024_11 | 56% | 1 | CONFIDENTIAL | CONFIDENTIAL | ok | physical | 1 | 0 | COVERD_2_HCKHY1_PCE40002_CONFIDENTIAL | 0 | 0 | 1 | 1 | 1 | 0 | 1 | 0 | 0 | 1
PCEA | COVERD_2_HCKHY1 | PCE40002 | 2024 | 12 | 0.95863 | CONFIDENTIAL | CONFIDENTIAL | online |  | CONFIDENTIAL | CONFIDENTIAL | CAISO_Hydro | 1 | hydro | hydro_2024_12 | 64% | 1 | CONFIDENTIAL | CONFIDENTIAL | ok | physical | 1 | 0 | COVERD_2_HCKHY1_PCE40002_CONFIDENTIAL | 0 | 0 | 1 | 1 | 1 | 0 | 1 | 0 | 0 | 1
PCEA | COVERD_2_HCKHY1 | PCE40002 | 2025 | 1 | 2.4943 | CONFIDENTIAL | CONFIDENTIAL | online |  | CONFIDENTIAL | CONFIDENTIAL | CAISO_Hydro | 1 | hydro | hydro_2025_1 | 60% | 1 | CONFIDENTIAL | CONFIDENTIAL | ok | physical | 1 | 0 | COVERD_2_HCKHY1_PCE40002_CONFIDENTIAL | 0 | 0 | 1 | 1 | 1 | 0 | 1 | 0 | 0 | 1
PCEA | COVERD_2_HCKHY1 | PCE40002 | 2025 | 2 | 3.4171 | CONFIDENTIAL | CONFIDENTIAL | online |  | CONFIDENTIAL | CONFIDENTIAL | CAISO_Hydro | 1 | hydro | hydro_2025_2 | 70% | 1 | CONFIDENTIAL | CONFIDENTIAL | ok | physical | 1 | 0 | COVERD_2_HCKHY1_PCE40002_CONFIDENTIAL | 0 | 0 | 1 | 1 | 1 | 0 | 1 | 0 | 0 | 1
PCEA | COVERD_2_HCKHY1 | PCE40002 | 2025 | 3 | 3.8056 | CONFIDENTIAL | CONFIDENTIAL | online |  | CONFIDENTIAL | CONFIDENTIAL | CAISO_Hydro | 1 | hydro | hydro_2025_3 | 73% | 1 | CONFIDENTIAL | CONFIDENTIAL | ok | physical | 1 | 0 | COVERD_2_HCKHY1_PCE40002_CONFIDENTIAL | 0 | 0 | 1 | 1 | 1 | 0 | 1 | 0 | 0 | 1
PCEA | COVERD_2_HCKHY1 | PCE40002 | 2025 | 4 | 2.3922 | CONFIDENTIAL | CONFIDENTIAL | online |  | CONFIDENTIAL | CONFIDENTIAL | CAISO_Hydro | 1 | hydro | hydro_2025_4 | 72% | 1 | CONFIDENTIAL | CONFIDENTIAL | ok | physical | 1 | 0 | COVERD_2_HCKHY1_PCE40002_CONFIDENTIAL | 0 | 0 | 1 | 1 | 1 | 0 | 1 | 0 | 0 | 1
PCEA | COVERD_2_HCKHY1 | PCE40002 | 2025 | 5 | 1.78 | CONFIDENTIAL | CONFIDENTIAL | online |  | CONFIDENTIAL | CONFIDENTIAL | CAISO_Hydro | 1 | hydro | hydro_2025_5 | 69% | 1 | CONFIDENTIAL | CONFIDENTIAL | ok | physical | 1 | 0 | COVERD_2_HCKHY1_PCE40002_CONFIDENTIAL | 0 | 0 | 1 | 1 | 1 | 0 | 1 | 0 | 0 | 1
PCEA | COVERD_2_HCKHY1 | PCE40002 | 2025 | 6 | 1.3878 | CONFIDENTIAL | CONFIDENTIAL | online |  | CONFIDENTIAL | CONFIDENTIAL | CAISO_Hydro | 1 | hydro | hydro_2025_6 | 74% | 1 | CONFIDENTIAL | CONFIDENTIAL | ok | physical | 1 | 0 | COVERD_2_HCKHY1_PCE40002_CONFIDENTIAL | 0 | 0 | 1 | 1 | 1 | 0 | 1 | 0 | 0 | 1
PCEA | COVERD_2_HCKHY1 | PCE40002 | 2025 | 7 | 0.10602 | CONFIDENTIAL | CONFIDENTIAL | online |  | CONFIDENTIAL | CONFIDENTIAL | CAISO_Hydro | 1 | hydro | hydro_2025_7 | 73% | 1 | CONFIDENTIAL | CONFIDENTIAL | ok | physical | 1 | 0 | COVERD_2_HCKHY1_PCE40002_CONFIDENTIAL | 0 | 0 | 1 | 1 | 1 | 0 | 1 | 0 | 0 | 1
PCEA | COVERD_2_HCKHY1 | PCE40002 | 2025 | 8 | 0.03906 | CONFIDENTIAL | CONFIDENTIAL | online |  | CONFIDENTIAL | CONFIDENTIAL | CAISO_Hydro | 1 | hydro | hydro_2025_8 | 72% | 1 | CONFIDENTIAL | CONFIDENTIAL | ok | physical | 1 | 0 | COVERD_2_HCKHY1_PCE40002_CONFIDENTIAL | 0 | 0 | 1 | 1 | 1 | 0 | 1 | 0 | 0 | 1
PCEA | COVERD_2_HCKHY1 | PCE40002 | 2025 | 9 | 0 | CONFIDENTIAL | CONFIDENTIAL | online |  | CONFIDENTIAL | CONFIDENTIAL | CAISO_Hydro | 1 | hydro | hydro_2025_9 | 71% | 1 | CONFIDENTIAL | CONFIDENTIAL | ok | physical | 0 | 0 | COVERD_2_HCKHY1_PCE40002_CONFIDENTIAL | 0 | 0 | 1 | 1 | 1 | 0 | 1 | 0 | 0 | 1
PCEA | COVERD_2_HCKHY1 | PCE40002 | 2025 | 10 | 0 | CONFIDENTIAL | CONFIDENTIAL | online |  | CONFIDENTIAL | CONFIDENTIAL | CAISO_Hydro | 1 | hydro | hydro_2025_10 | 64% | 1 | CONFIDENTIAL | CONFIDENTIAL | ok | physical | 0 | 0 | COVERD_2_HCKHY1_PCE40002_CONFIDENTIAL | 0 | 0 | 1 | 1 | 1 | 0 | 1 | 0 | 0 | 1
PCEA | COVERD_2_HCKHY1 | PCE40002 | 2025 | 11 | 0.1188 | CONFIDENTIAL | CONFIDENTIAL | online |  | CONFIDENTIAL | CONFIDENTIAL | CAISO_Hydro | 1 | hydro | hydro_2025_11 | 56% | 1 | CONFIDENTIAL | CONFIDENTIAL | ok | physical | 1 | 0 | COVERD_2_HCKHY1_PCE40002_CONFIDENTIAL | 0 | 0 | 1 | 1 | 1 | 0 | 1 | 0 | 0 | 1
PCEA | COVERD_2_HCKHY1 | PCE40002 | 2025 | 12 | 0.95863 | CONFIDENTIAL | CONFIDENTIAL | online |  | CONFIDENTIAL | CONFIDENTIAL | CAISO_Hydro | 1 | hydro | hydro_2025_12 | 64% | 1 | CONFIDENTIAL | CONFIDENTIAL | ok | physical | 1 | 0 | COVERD_2_HCKHY1_PCE40002_CONFIDENTIAL | 0 | 0 | 1 | 1 | 1 | 0 | 1 | 0 | 0 | 1
PCEA | COVERD_2_HCKHY1 | PCE40002 | 2026 | 1 | 2.4943 | CONFIDENTIAL | CONFIDENTIAL | online |  | CONFIDENTIAL | CONFIDENTIAL | CAISO_Hydro | 1 | hydro | hydro_2026_1 | 60% | 1 | CONFIDENTIAL | CONFIDENTIAL | ok | physical | 1 | 0 | COVERD_2_HCKHY1_PCE40002_CONFIDENTIAL | 0 | 0 | 1 | 1 | 1 | 0 | 1 | 0 | 0 | 1
PCEA | COVERD_2_HCKHY1 | PCE40002 | 2026 | 2 | 3.4171 | CONFIDENTIAL | CONFIDENTIAL | online |  | CONFIDENTIAL | CONFIDENTIAL | CAISO_Hydro | 1 | hydro | hydro_2026_2 | 70% | 1 | CONFIDENTIAL | CONFIDENTIAL | ok | physical | 1 | 0 | COVERD_2_HCKHY1_PCE40002_CONFIDENTIAL | 0 | 0 | 1 | 1 | 1 | 0 | 1 | 0 | 0 | 1
PCEA | COVERD_2_HCKHY1 | PCE40002 | 2026 | 3 | 3.8056 | CONFIDENTIAL | CONFIDENTIAL | online |  | CONFIDENTIAL | CONFIDENTIAL | CAISO_Hydro | 1 | hydro | hydro_2026_3 | 73% | 1 | CONFIDENTIAL | CONFIDENTIAL | ok | physical | 1 | 0 | COVERD_2_HCKHY1_PCE40002_CONFIDENTIAL | 0 | 0 | 1 | 1 | 1 | 0 | 1 | 0 | 0 | 1
PCEA | COVERD_2_HCKHY1 | PCE40002 | 2026 | 4 | 2.3922 | CONFIDENTIAL | CONFIDENTIAL | online |  | CONFIDENTIAL | CONFIDENTIAL | CAISO_Hydro | 1 | hydro | hydro_2026_4 | 72% | 1 | CONFIDENTIAL | CONFIDENTIAL | ok | physical | 1 | 0 | COVERD_2_HCKHY1_PCE40002_CONFIDENTIAL | 0 | 0 | 1 | 1 | 1 | 0 | 1 | 0 | 0 | 1
PCEA | COVERD_2_HCKHY1 | PCE40002 | 2026 | 5 | 1.78 | CONFIDENTIAL | CONFIDENTIAL | online |  | CONFIDENTIAL | CONFIDENTIAL | CAISO_Hydro | 1 | hydro | hydro_2026_5 | 69% | 1 | CONFIDENTIAL | CONFIDENTIAL | ok | physical | 1 | 0 | COVERD_2_HCKHY1_PCE40002_CONFIDENTIAL | 0 | 0 | 1 | 1 | 1 | 0 | 1 | 0 | 0 | 1
PCEA | COVERD_2_HCKHY1 | PCE40002 | 2026 | 6 | 1.3878 | CONFIDENTIAL | CONFIDENTIAL | online |  | CONFIDENTIAL | CONFIDENTIAL | CAISO_Hydro | 1 | hydro | hydro_2026_6 | 74% | 1 | CONFIDENTIAL | CONFIDENTIAL | ok | physical | 1 | 0 | COVERD_2_HCKHY1_PCE40002_CONFIDENTIAL | 0 | 0 | 1 | 1 | 1 | 0 | 1 | 0 | 0 | 1
PCEA | COVERD_2_HCKHY1 | PCE40002 | 2026 | 7 | 0.10602 | CONFIDENTIAL | CONFIDENTIAL | online |  | CONFIDENTIAL | CONFIDENTIAL | CAISO_Hydro | 1 | hydro | hydro_2026_7 | 73% | 1 | CONFIDENTIAL | CONFIDENTIAL | ok | physical | 1 | 0 | COVERD_2_HCKHY1_PCE40002_CONFIDENTIAL | 0 | 0 | 1 | 1 | 1 | 0 | 1 | 0 | 0 | 1
PCEA | COVERD_2_HCKHY1 | PCE40002 | 2026 | 8 | 0.03906 | CONFIDENTIAL | CONFIDENTIAL | online |  | CONFIDENTIAL | CONFIDENTIAL | CAISO_Hydro | 1 | hydro | hydro_2026_8 | 72% | 1 | CONFIDENTIAL | CONFIDENTIAL | ok | physical | 1 | 0 | COVERD_2_HCKHY1_PCE40002_CONFIDENTIAL | 0 | 0 | 1 | 1 | 1 | 0 | 1 | 0 | 0 | 1
PCEA | COVERD_2_HCKHY1 | PCE40002 | 2026 | 9 | 0 | CONFIDENTIAL | CONFIDENTIAL | online |  | CONFIDENTIAL | CONFIDENTIAL | CAISO_Hydro | 1 | hydro | hydro_2026_9 | 71% | 1 | CONFIDENTIAL | CONFIDENTIAL | ok | physical | 0 | 0 | COVERD_2_HCKHY1_PCE40002_CONFIDENTIAL | 0 | 0 | 1 | 1 | 1 | 0 | 1 | 0 | 0 | 1
PCEA | COVERD_2_HCKHY1 | PCE40002 | 2026 | 10 | 0 | CONFIDENTIAL | CONFIDENTIAL | online |  | CONFIDENTIAL | CONFIDENTIAL | CAISO_Hydro | 1 | hydro | hydro_2026_10 | 64% | 1 | CONFIDENTIAL | CONFIDENTIAL | ok | physical | 0 | 0 | COVERD_2_HCKHY1_PCE40002_CONFIDENTIAL | 0 | 0 | 1 | 1 | 1 | 0 | 1 | 0 | 0 | 1
PCEA | COVERD_2_HCKHY1 | PCE40002 | 2026 | 11 | 0.1188 | CONFIDENTIAL | CONFIDENTIAL | online |  | CONFIDENTIAL | CONFIDENTIAL | CAISO_Hydro | 1 | hydro | hydro_2026_11 | 56% | 1 | CONFIDENTIAL | CONFIDENTIAL | ok | physical | 1 | 0 | COVERD_2_HCKHY1_PCE40002_CONFIDENTIAL | 0 | 0 | 1 | 1 | 1 | 0 | 1 | 0 | 0 | 1
PCEA | COVERD_2_HCKHY1 | PCE40002 | 2026 | 12 | 0.95863 | CONFIDENTIAL | CONFIDENTIAL | online |  | CONFIDENTIAL | CONFIDENTIAL | CAISO_Hydro | 1 | hydro | hydro_2026_12 | 64% | 1 | CONFIDENTIAL | CONFIDENTIAL | ok | physical | 1 | 0 | COVERD_2_HCKHY1_PCE40002_CONFIDENTIAL | 0 | 0 | 1 | 1 | 1 | 0 | 1 | 0 | 0 | 1
PCEA | COVERD_2_HCKHY1 | PCE40002 | 2027 | 1 | 2.4943 | CONFIDENTIAL | CONFIDENTIAL | online |  | CONFIDENTIAL | CONFIDENTIAL | CAISO_Hydro | 1 | hydro | hydro_2027_1 | 60% | 1 | CONFIDENTIAL | CONFIDENTIAL | ok | physical | 1 | 0 | COVERD_2_HCKHY1_PCE40002_CONFIDENTIAL | 0 | 0 | 1 | 1 | 1 | 0 | 1 | 0 | 0 | 1
PCEA | COVERD_2_HCKHY1 | PCE40002 | 2027 | 2 | 3.4171 | CONFIDENTIAL | CONFIDENTIAL | online |  | CONFIDENTIAL | CONFIDENTIAL | CAISO_Hydro | 1 | hydro | hydro_2027_2 | 70% | 1 | CONFIDENTIAL | CONFIDENTIAL | ok | physical | 1 | 0 | COVERD_2_HCKHY1_PCE40002_CONFIDENTIAL | 0 | 0 | 1 | 1 | 1 | 0 | 1 | 0 | 0 | 1
PCEA | COVERD_2_HCKHY1 | PCE40002 | 2027 | 3 | 3.8056 | CONFIDENTIAL | CONFIDENTIAL | online |  | CONFIDENTIAL | CONFIDENTIAL | CAISO_Hydro | 1 | hydro | hydro_2027_3 | 73% | 1 | CONFIDENTIAL | CONFIDENTIAL | ok | physical | 1 | 0 | COVERD_2_HCKHY1_PCE40002_CONFIDENTIAL | 0 | 0 | 1 | 1 | 1 | 0 | 1 | 0 | 0 | 1
PCEA | COVERD_2_HCKHY1 | PCE40002 | 2027 | 4 | 2.3922 | CONFIDENTIAL | CONFIDENTIAL | online |  | CONFIDENTIAL | CONFIDENTIAL | CAISO_Hydro | 1 | hydro | hydro_2027_4 | 72% | 1 | CONFIDENTIAL | CONFIDENTIAL | ok | physical | 1 | 0 | COVERD_2_HCKHY1_PCE40002_CONFIDENTIAL | 0 | 0 | 1 | 1 | 1 | 0 | 1 | 0 | 0 | 1
PCEA | COVERD_2_HCKHY1 | PCE40002 | 2027 | 5 | 1.78 | CONFIDENTIAL | CONFIDENTIAL | online |  | CONFIDENTIAL | CONFIDENTIAL | CAISO_Hydro | 1 | hydro | hydro_2027_5 | 69% | 1 | CONFIDENTIAL | CONFIDENTIAL | ok | physical | 1 | 0 | COVERD_2_HCKHY1_PCE40002_CONFIDENTIAL | 0 | 0 | 1 | 1 | 1 | 0 | 1 | 0 | 0 | 1
PCEA | COVERD_2_HCKHY1 | PCE40002 | 2027 | 6 | 1.3878 | CONFIDENTIAL | CONFIDENTIAL | online |  | CONFIDENTIAL | CONFIDENTIAL | CAISO_Hydro | 1 | hydro | hydro_2027_6 | 74% | 1 | CONFIDENTIAL | CONFIDENTIAL | ok | physical | 1 | 0 | COVERD_2_HCKHY1_PCE40002_CONFIDENTIAL | 0 | 0 | 1 | 1 | 1 | 0 | 1 | 0 | 0 | 1
PCEA | COVERD_2_HCKHY1 | PCE40002 | 2027 | 7 | 0.10602 | CONFIDENTIAL | CONFIDENTIAL | online |  | CONFIDENTIAL | CONFIDENTIAL | CAISO_Hydro | 1 | hydro | hydro_2027_7 | 73% | 1 | CONFIDENTIAL | CONFIDENTIAL | ok | physical | 1 | 0 | COVERD_2_HCKHY1_PCE40002_CONFIDENTIAL | 0 | 0 | 1 | 1 | 1 | 0 | 1 | 0 | 0 | 1
PCEA | COVERD_2_HCKHY1 | PCE40002 | 2027 | 8 | 0.03906 | CONFIDENTIAL | CONFIDENTIAL | online |  | CONFIDENTIAL | CONFIDENTIAL | CAISO_Hydro | 1 | hydro | hydro_2027_8 | 72% | 1 | CONFIDENTIAL | CONFIDENTIAL | ok | physical | 1 | 0 | COVERD_2_HCKHY1_PCE40002_CONFIDENTIAL | 0 | 0 | 1 | 1 | 1 | 0 | 1 | 0 | 0 | 1
PCEA | COVERD_2_HCKHY1 | PCE40002 | 2027 | 9 | 0 | CONFIDENTIAL | CONFIDENTIAL | online |  | CONFIDENTIAL | CONFIDENTIAL | CAISO_Hydro | 1 | hydro | hydro_2027_9 | 71% | 1 | CONFIDENTIAL | CONFIDENTIAL | ok | physical | 0 | 0 | COVERD_2_HCKHY1_PCE40002_CONFIDENTIAL | 0 | 0 | 1 | 1 | 1 | 0 | 1 | 0 | 0 | 1
PCEA | COVERD_2_HCKHY1 | PCE40002 | 2027 | 10 | 0 | CONFIDENTIAL | CONFIDENTIAL | online |  | CONFIDENTIAL | CONFIDENTIAL | CAISO_Hydro | 1 | hydro | hydro_2027_10 | 64% | 1 | CONFIDENTIAL | CONFIDENTIAL | ok | physical | 0 | 0 | COVERD_2_HCKHY1_PCE40002_CONFIDENTIAL | 0 | 0 | 1 | 1 | 1 | 0 | 1 | 0 | 0 | 1
PCEA | COVERD_2_HCKHY1 | PCE40002 | 2027 | 11 | 0.1188 | CONFIDENTIAL | CONFIDENTIAL | online |  | CONFIDENTIAL | CONFIDENTIAL | CAISO_Hydro | 1 | hydro | hydro_2027_11 | 56% | 1 | CONFIDENTIAL | CONFIDENTIAL | ok | physical | 1 | 0 | COVERD_2_HCKHY1_PCE40002_CONFIDENTIAL | 0 | 0 | 1 | 1 | 1 | 0 | 1 | 0 | 0 | 1
PCEA | COVERD_2_HCKHY1 | PCE40002 | 2027 | 12 | 0.95863 | CONFIDENTIAL | CONFIDENTIAL | online |  | CONFIDENTIAL | CONFIDENTIAL | CAISO_Hydro | 1 | hydro | hydro_2027_12 | 64% | 1 | CONFIDENTIAL | CONFIDENTIAL | ok | physical | 1 | 0 | COVERD_2_HCKHY1_PCE40002_CONFIDENTIAL | 0 | 0 | 1 | 1 | 1 | 0 | 1 | 0 | 0 | 1
PCEA | COVERD_2_HCKHY1 | PCE40002 | 2028 | 1 | 2.4943 | CONFIDENTIAL | CONFIDENTIAL | online |  | CONFIDENTIAL | CONFIDENTIAL | CAISO_Hydro | 1 | hydro | hydro_2028_1 | 60% | 1 | CONFIDENTIAL | CONFIDENTIAL | ok | physical | 1 | 0 | COVERD_2_HCKHY1_PCE40002_CONFIDENTIAL | 0 | 0 | 1 | 1 | 1 | 0 | 1 | 0 | 0 | 1
PCEA | COVERD_2_HCKHY1 | PCE40002 | 2028 | 2 | 3.4171 | CONFIDENTIAL | CONFIDENTIAL | online |  | CONFIDENTIAL | CONFIDENTIAL | CAISO_Hydro | 1 | hydro | hydro_2028_2 | 70% | 1 | CONFIDENTIAL | CONFIDENTIAL | ok | physical | 1 | 0 | COVERD_2_HCKHY1_PCE40002_CONFIDENTIAL | 0 | 0 | 1 | 1 | 1 | 0 | 1 | 0 | 0 | 1
PCEA | COVERD_2_HCKHY1 | PCE40002 | 2028 | 3 | 3.8056 | CONFIDENTIAL | CONFIDENTIAL | online |  | CONFIDENTIAL | CONFIDENTIAL | CAISO_Hydro | 1 | hydro | hydro_2028_3 | 73% | 1 | CONFIDENTIAL | CONFIDENTIAL | ok | physical | 1 | 0 | COVERD_2_HCKHY1_PCE40002_CONFIDENTIAL | 0 | 0 | 1 | 1 | 1 | 0 | 1 | 0 | 0 | 1
PCEA | COVERD_2_HCKHY1 | PCE40002 | 2028 | 4 | 2.3922 | CONFIDENTIAL | CONFIDENTIAL | online |  | CONFIDENTIAL | CONFIDENTIAL | CAISO_Hydro | 1 | hydro | hydro_2028_4 | 72% | 1 | CONFIDENTIAL | CONFIDENTIAL | ok | physical | 1 | 0 | COVERD_2_HCKHY1_PCE40002_CONFIDENTIAL | 0 | 0 | 1 | 1 | 1 | 0 | 1 | 0 | 0 | 1
PCEA | COVERD_2_HCKHY1 | PCE40002 | 2028 | 5 | 1.78 | CONFIDENTIAL | CONFIDENTIAL | online |  | CONFIDENTIAL | CONFIDENTIAL | CAISO_Hydro | 1 | hydro | hydro_2028_5 | 69% | 1 | CONFIDENTIAL | CONFIDENTIAL | ok | physical | 1 | 0 | COVERD_2_HCKHY1_PCE40002_CONFIDENTIAL | 0 | 0 | 1 | 1 | 1 | 0 | 1 | 0 | 0 | 1
PCEA | COVERD_2_HCKHY1 | PCE40002 | 2028 | 6 | 1.3878 | CONFIDENTIAL | CONFIDENTIAL | online |  | CONFIDENTIAL | CONFIDENTIAL | CAISO_Hydro | 1 | hydro | hydro_2028_6 | 74% | 1 | CONFIDENTIAL | CONFIDENTIAL | ok | physical | 1 | 0 | COVERD_2_HCKHY1_PCE40002_CONFIDENTIAL | 0 | 0 | 1 | 1 | 1 | 0 | 1 | 0 | 0 | 1
PCEA | COVERD_2_HCKHY1 | PCE40002 | 2028 | 7 | 0.10602 | CONFIDENTIAL | CONFIDENTIAL | online |  | CONFIDENTIAL | CONFIDENTIAL | CAISO_Hydro | 1 | hydro | hydro_2028_7 | 73% | 1 | CONFIDENTIAL | CONFIDENTIAL | ok | physical | 1 | 0 | COVERD_2_HCKHY1_PCE40002_CONFIDENTIAL | 0 | 0 | 1 | 1 | 1 | 0 | 1 | 0 | 0 | 1
PCEA | COVERD_2_HCKHY1 | PCE40002 | 2028 | 8 | 0.03906 | CONFIDENTIAL | CONFIDENTIAL | online |  | CONFIDENTIAL | CONFIDENTIAL | CAISO_Hydro | 1 | hydro | hydro_2028_8 | 72% | 1 | CONFIDENTIAL | CONFIDENTIAL | ok | physical | 1 | 0 | COVERD_2_HCKHY1_PCE40002_CONFIDENTIAL | 0 | 0 | 1 | 1 | 1 | 0 | 1 | 0 | 0 | 1
PCEA | COVERD_2_HCKHY1 | PCE40002 | 2028 | 9 | 0 | CONFIDENTIAL | CONFIDENTIAL | online |  | CONFIDENTIAL | CONFIDENTIAL | CAISO_Hydro | 1 | hydro | hydro_2028_9 | 71% | 1 | CONFIDENTIAL | CONFIDENTIAL | ok | physical | 0 | 0 | COVERD_2_HCKHY1_PCE40002_CONFIDENTIAL | 0 | 0 | 1 | 1 | 1 | 0 | 1 | 0 | 0 | 1
PCEA | COVERD_2_HCKHY1 | PCE40002 | 2028 | 10 | 0 | CONFIDENTIAL | CONFIDENTIAL | online |  | CONFIDENTIAL | CONFIDENTIAL | CAISO_Hydro | 1 | hydro | hydro_2028_10 | 64% | 1 | CONFIDENTIAL | CONFIDENTIAL | ok | physical | 0 | 0 | COVERD_2_HCKHY1_PCE40002_CONFIDENTIAL | 0 | 0 | 1 | 1 | 1 | 0 | 1 | 0 | 0 | 1
PCEA | COVERD_2_HCKHY1 | PCE40002 | 2028 | 11 | 0.1188 | CONFIDENTIAL | CONFIDENTIAL | online |  | CONFIDENTIAL | CONFIDENTIAL | CAISO_Hydro | 1 | hydro | hydro_2028_11 | 56% | 1 | CONFIDENTIAL | CONFIDENTIAL | ok | physical | 1 | 0 | COVERD_2_HCKHY1_PCE40002_CONFIDENTIAL | 0 | 0 | 1 | 1 | 1 | 0 | 1 | 0 | 0 | 1
PCEA | COVERD_2_HCKHY1 | PCE40002 | 2028 | 12 | 0.95863 | CONFIDENTIAL | CONFIDENTIAL | online |  | CONFIDENTIAL | CONFIDENTIAL | CAISO_Hydro | 1 | hydro | hydro_2028_12 | 64% | 1 | CONFIDENTIAL | CONFIDENTIAL | ok | physical | 1 | 0 | COVERD_2_HCKHY1_PCE40002_CONFIDENTIAL | 0 | 0 | 1 | 1 | 1 | 0 | 1 | 0 | 0 | 1
PCEA | COVERD_2_HCKHY1 | PCE40002 | 2029 | 1 | 2.4943 | CONFIDENTIAL | CONFIDENTIAL | online |  | CONFIDENTIAL | CONFIDENTIAL | CAISO_Hydro | 1 | hydro | hydro_2029_1 | 60% | 1 | CONFIDENTIAL | CONFIDENTIAL | ok | physical | 1 | 0 | COVERD_2_HCKHY1_PCE40002_CONFIDENTIAL | 0 | 0 | 1 | 1 | 1 | 0 | 1 | 0 | 0 | 1
PCEA | COVERD_2_HCKHY1 | PCE40002 | 2029 | 2 | 3.4171 | CONFIDENTIAL | CONFIDENTIAL | online |  | CONFIDENTIAL | CONFIDENTIAL | CAISO_Hydro | 1 | hydro | hydro_2029_2 | 70% | 1 | CONFIDENTIAL | CONFIDENTIAL | ok | physical | 1 | 0 | COVERD_2_HCKHY1_PCE40002_CONFIDENTIAL | 0 | 0 | 1 | 1 | 1 | 0 | 1 | 0 | 0 | 1
PCEA | COVERD_2_HCKHY1 | PCE40002 | 2029 | 3 | 3.8056 | CONFIDENTIAL | CONFIDENTIAL | online |  | CONFIDENTIAL | CONFIDENTIAL | CAISO_Hydro | 1 | hydro | hydro_2029_3 | 73% | 1 | CONFIDENTIAL | CONFIDENTIAL | ok | physical | 1 | 0 | COVERD_2_HCKHY1_PCE40002_CONFIDENTIAL | 0 | 0 | 1 | 1 | 1 | 0 | 1 | 0 | 0 | 1
PCEA | COVERD_2_HCKHY1 | PCE40002 | 2029 | 4 | 2.3922 | CONFIDENTIAL | CONFIDENTIAL | online |  | CONFIDENTIAL | CONFIDENTIAL | CAISO_Hydro | 1 | hydro | hydro_2029_4 | 72% | 1 | CONFIDENTIAL | CONFIDENTIAL | ok | physical | 1 | 0 | COVERD_2_HCKHY1_PCE40002_CONFIDENTIAL | 0 | 0 | 1 | 1 | 1 | 0 | 1 | 0 | 0 | 1
PCEA | COVERD_2_HCKHY1 | PCE40002 | 2029 | 5 | 1.78 | CONFIDENTIAL | CONFIDENTIAL | online |  | CONFIDENTIAL | CONFIDENTIAL | CAISO_Hydro | 1 | hydro | hydro_2029_5 | 69% | 1 | CONFIDENTIAL | CONFIDENTIAL | ok | physical | 1 | 0 | COVERD_2_HCKHY1_PCE40002_CONFIDENTIAL | 0 | 0 | 1 | 1 | 1 | 0 | 1 | 0 | 0 | 1
PCEA | COVERD_2_HCKHY1 | PCE40002 | 2029 | 6 | 1.3878 | CONFIDENTIAL | CONFIDENTIAL | online |  | CONFIDENTIAL | CONFIDENTIAL | CAISO_Hydro | 1 | hydro | hydro_2029_6 | 74% | 1 | CONFIDENTIAL | CONFIDENTIAL | ok | physical | 1 | 0 | COVERD_2_HCKHY1_PCE40002_CONFIDENTIAL | 0 | 0 | 1 | 1 | 1 | 0 | 1 | 0 | 0 | 1
PCEA | COVERD_2_HCKHY1 | PCE40002 | 2029 | 7 | 0.10602 | CONFIDENTIAL | CONFIDENTIAL | online |  | CONFIDENTIAL | CONFIDENTIAL | CAISO_Hydro | 1 | hydro | hydro_2029_7 | 73% | 1 | CONFIDENTIAL | CONFIDENTIAL | ok | physical | 1 | 0 | COVERD_2_HCKHY1_PCE40002_CONFIDENTIAL | 0 | 0 | 1 | 1 | 1 | 0 | 1 | 0 | 0 | 1
PCEA | COVERD_2_HCKHY1 | PCE40002 | 2029 | 8 | 0.03906 | CONFIDENTIAL | CONFIDENTIAL | online |  | CONFIDENTIAL | CONFIDENTIAL | CAISO_Hydro | 1 | hydro | hydro_2029_8 | 72% | 1 | CONFIDENTIAL | CONFIDENTIAL | ok | physical | 1 | 0 | COVERD_2_HCKHY1_PCE40002_CONFIDENTIAL | 0 | 0 | 1 | 1 | 1 | 0 | 1 | 0 | 0 | 1
PCEA | COVERD_2_HCKHY1 | PCE40002 | 2029 | 9 | 0 | CONFIDENTIAL | CONFIDENTIAL | online |  | CONFIDENTIAL | CONFIDENTIAL | CAISO_Hydro | 1 | hydro | hydro_2029_9 | 71% | 1 | CONFIDENTIAL | CONFIDENTIAL | ok | physical | 0 | 0 | COVERD_2_HCKHY1_PCE40002_CONFIDENTIAL | 0 | 0 | 1 | 1 | 1 | 0 | 1 | 0 | 0 | 1
PCEA | COVERD_2_HCKHY1 | PCE40002 | 2029 | 10 | 0 | CONFIDENTIAL | CONFIDENTIAL | online |  | CONFIDENTIAL | CONFIDENTIAL | CAISO_Hydro | 1 | hydro | hydro_2029_10 | 64% | 1 | CONFIDENTIAL | CONFIDENTIAL | ok | physical | 0 | 0 | COVERD_2_HCKHY1_PCE40002_CONFIDENTIAL | 0 | 0 | 1 | 1 | 1 | 0 | 1 | 0 | 0 | 1
PCEA | COVERD_2_HCKHY1 | PCE40002 | 2029 | 11 | 0.1188 | CONFIDENTIAL | CONFIDENTIAL | online |  | CONFIDENTIAL | CONFIDENTIAL | CAISO_Hydro | 1 | hydro | hydro_2029_11 | 56% | 1 | CONFIDENTIAL | CONFIDENTIAL | ok | physical | 1 | 0 | COVERD_2_HCKHY1_PCE40002_CONFIDENTIAL | 0 | 0 | 1 | 1 | 1 | 0 | 1 | 0 | 0 | 1
PCEA | COVERD_2_HCKHY1 | PCE40002 | 2029 | 12 | 0.95863 | CONFIDENTIAL | CONFIDENTIAL | online |  | CONFIDENTIAL | CONFIDENTIAL | CAISO_Hydro | 1 | hydro | hydro_2029_12 | 64% | 1 | CONFIDENTIAL | CONFIDENTIAL | ok | physical | 1 | 0 | COVERD_2_HCKHY1_PCE40002_CONFIDENTIAL | 0 | 0 | 1 | 1 | 1 | 0 | 1 | 0 | 0 | 1
PCEA | COVERD_2_HCKHY1 | PCE40002 | 2030 | 1 | 2.4943 | CONFIDENTIAL | CONFIDENTIAL | online |  | CONFIDENTIAL | CONFIDENTIAL | CAISO_Hydro | 1 | hydro | hydro_2030_1 | 60% | 1 | CONFIDENTIAL | CONFIDENTIAL | ok | physical | 1 | 0 | COVERD_2_HCKHY1_PCE40002_CONFIDENTIAL | 0 | 0 | 1 | 1 | 1 | 0 | 1 | 0 | 0 | 1
PCEA | COVERD_2_HCKHY1 | PCE40002 | 2030 | 2 | 3.4171 | CONFIDENTIAL | CONFIDENTIAL | online |  | CONFIDENTIAL | CONFIDENTIAL | CAISO_Hydro | 1 | hydro | hydro_2030_2 | 70% | 1 | CONFIDENTIAL | CONFIDENTIAL | ok | physical | 1 | 0 | COVERD_2_HCKHY1_PCE40002_CONFIDENTIAL | 0 | 0 | 1 | 1 | 1 | 0 | 1 | 0 | 0 | 1
PCEA | COVERD_2_HCKHY1 | PCE40002 | 2030 | 3 | 3.8056 | CONFIDENTIAL | CONFIDENTIAL | online |  | CONFIDENTIAL | CONFIDENTIAL | CAISO_Hydro | 1 | hydro | hydro_2030_3 | 73% | 1 | CONFIDENTIAL | CONFIDENTIAL | ok | physical | 1 | 0 | COVERD_2_HCKHY1_PCE40002_CONFIDENTIAL | 0 | 0 | 1 | 1 | 1 | 0 | 1 | 0 | 0 | 1
PCEA | COVERD_2_HCKHY1 | PCE40002 | 2030 | 4 | 2.3922 | CONFIDENTIAL | CONFIDENTIAL | online |  | CONFIDENTIAL | CONFIDENTIAL | CAISO_Hydro | 1 | hydro | hydro_2030_4 | 72% | 1 | CONFIDENTIAL | CONFIDENTIAL | ok | physical | 1 | 0 | COVERD_2_HCKHY1_PCE40002_CONFIDENTIAL | 0 | 0 | 1 | 1 | 1 | 0 | 1 | 0 | 0 | 1
PCEA | COVERD_2_HCKHY1 | PCE40002 | 2030 | 5 | 1.78 | CONFIDENTIAL | CONFIDENTIAL | online |  | CONFIDENTIAL | CONFIDENTIAL | CAISO_Hydro | 1 | hydro | hydro_2030_5 | 69% | 1 | CONFIDENTIAL | CONFIDENTIAL | ok | physical | 1 | 0 | COVERD_2_HCKHY1_PCE40002_CONFIDENTIAL | 0 | 0 | 1 | 1 | 1 | 0 | 1 | 0 | 0 | 1
PCEA | COVERD_2_HCKHY1 | PCE40002 | 2030 | 6 | 1.3878 | CONFIDENTIAL | CONFIDENTIAL | online |  | CONFIDENTIAL | CONFIDENTIAL | CAISO_Hydro | 1 | hydro | hydro_2030_6 | 74% | 1 | CONFIDENTIAL | CONFIDENTIAL | ok | physical | 1 | 0 | COVERD_2_HCKHY1_PCE40002_CONFIDENTIAL | 0 | 0 | 1 | 1 | 1 | 0 | 1 | 0 | 0 | 1
PCEA | COVERD_2_HCKHY1 | PCE40002 | 2030 | 7 | 0.10602 | CONFIDENTIAL | CONFIDENTIAL | online |  | CONFIDENTIAL | CONFIDENTIAL | CAISO_Hydro | 1 | hydro | hydro_2030_7 | 73% | 1 | CONFIDENTIAL | CONFIDENTIAL | ok | physical | 1 | 0 | COVERD_2_HCKHY1_PCE40002_CONFIDENTIAL | 0 | 0 | 1 | 1 | 1 | 0 | 1 | 0 | 0 | 1
PCEA | COVERD_2_HCKHY1 | PCE40002 | 2030 | 8 | 0.03906 | CONFIDENTIAL | CONFIDENTIAL | online |  | CONFIDENTIAL | CONFIDENTIAL | CAISO_Hydro | 1 | hydro | hydro_2030_8 | 72% | 1 | CONFIDENTIAL | CONFIDENTIAL | ok | physical | 1 | 0 | COVERD_2_HCKHY1_PCE40002_CONFIDENTIAL | 0 | 0 | 1 | 1 | 1 | 0 | 1 | 0 | 0 | 1
PCEA | COVERD_2_HCKHY1 | PCE40002 | 2030 | 9 | 0 | CONFIDENTIAL | CONFIDENTIAL | online |  | CONFIDENTIAL | CONFIDENTIAL | CAISO_Hydro | 1 | hydro | hydro_2030_9 | 71% | 1 | CONFIDENTIAL | CONFIDENTIAL | ok | physical | 0 | 0 | COVERD_2_HCKHY1_PCE40002_CONFIDENTIAL | 0 | 0 | 1 | 1 | 1 | 0 | 1 | 0 | 0 | 1
PCEA | COVERD_2_HCKHY1 | PCE40002 | 2030 | 10 | 0 | CONFIDENTIAL | CONFIDENTIAL | online |  | CONFIDENTIAL | CONFIDENTIAL | CAISO_Hydro | 1 | hydro | hydro_2030_10 | 64% | 1 | CONFIDENTIAL | CONFIDENTIAL | ok | physical | 0 | 0 | COVERD_2_HCKHY1_PCE40002_CONFIDENTIAL | 0 | 0 | 1 | 1 | 1 | 0 | 1 | 0 | 0 | 1
PCEA | COVERD_2_HCKHY1 | PCE40002 | 2030 | 11 | 0.1188 | CONFIDENTIAL | CONFIDENTIAL | online |  | CONFIDENTIAL | CONFIDENTIAL | CAISO_Hydro | 1 | hydro | hydro_2030_11 | 56% | 1 | CONFIDENTIAL | CONFIDENTIAL | ok | physical | 1 | 0 | COVERD_2_HCKHY1_PCE40002_CONFIDENTIAL | 0 | 0 | 1 | 1 | 1 | 0 | 1 | 0 | 0 | 1
PCEA | COVERD_2_HCKHY1 | PCE40002 | 2030 | 12 | 0.95863 | CONFIDENTIAL | CONFIDENTIAL | online |  | CONFIDENTIAL | CONFIDENTIAL | CAISO_Hydro | 1 | hydro | hydro_2030_12 | 64% | 1 | CONFIDENTIAL | CONFIDENTIAL | ok | physical | 1 | 0 | COVERD_2_HCKHY1_PCE40002_CONFIDENTIAL | 0 | 0 | 1 | 1 | 1 | 0 | 1 | 0 | 0 | 1
PCEA | COVERD_2_RCKHY1 | PCE40003 | 2020 | 1 | 0.98208 | CONFIDENTIAL | CONFIDENTIAL | online |  | CONFIDENTIAL | CONFIDENTIAL | CAISO_Hydro | 1 | hydro | hydro_2020_1 | 60% | 1 | CONFIDENTIAL | CONFIDENTIAL | ok | physical | 1 | 0 | COVERD_2_RCKHY1_PCE40003_CONFIDENTIAL | 1 | 4 | 1 | 1 | 1 | 0 | 1 | 0 | 0 | 1
PCEA | COVERD_2_RCKHY1 | PCE40003 | 2020 | 2 | 1.1666 | CONFIDENTIAL | CONFIDENTIAL | online |  | CONFIDENTIAL | CONFIDENTIAL | CAISO_Hydro | 1 | hydro | hydro_2020_2 | 70% | 1 | CONFIDENTIAL | CONFIDENTIAL | ok | physical | 1 | 0 | COVERD_2_RCKHY1_PCE40003_CONFIDENTIAL | 0 | 0 | 1 | 1 | 1 | 0 | 1 | 0 | 0 | 1
PCEA | COVERD_2_RCKHY1 | PCE40003 | 2020 | 3 | 0.95678 | CONFIDENTIAL | CONFIDENTIAL | online |  | CONFIDENTIAL | CONFIDENTIAL | CAISO_Hydro | 1 | hydro | hydro_2020_3 | 73% | 1 | CONFIDENTIAL | CONFIDENTIAL | ok | physical | 1 | 0 | COVERD_2_RCKHY1_PCE40003_CONFIDENTIAL | 0 | 0 | 1 | 1 | 1 | 0 | 1 | 0 | 0 | 1
PCEA | COVERD_2_RCKHY1 | PCE40003 | 2020 | 4 | 0.62352 | CONFIDENTIAL | CONFIDENTIAL | online |  | CONFIDENTIAL | CONFIDENTIAL | CAISO_Hydro | 1 | hydro | hydro_2020_4 | 72% | 1 | CONFIDENTIAL | CONFIDENTIAL | ok | physical | 1 | 0 | COVERD_2_RCKHY1_PCE40003_CONFIDENTIAL | 0 | 0 | 1 | 1 | 1 | 0 | 1 | 0 | 0 | 1
PCEA | COVERD_2_RCKHY1 | PCE40003 | 2020 | 5 | 0.40474 | CONFIDENTIAL | CONFIDENTIAL | online |  | CONFIDENTIAL | CONFIDENTIAL | CAISO_Hydro | 1 | hydro | hydro_2020_5 | 69% | 1 | CONFIDENTIAL | CONFIDENTIAL | ok | physical | 1 | 0 | COVERD_2_RCKHY1_PCE40003_CONFIDENTIAL | 0 | 0 | 1 | 1 | 1 | 0 | 1 | 0 | 0 | 1
PCEA | COVERD_2_RCKHY1 | PCE40003 | 2020 | 6 | 0.10512 | CONFIDENTIAL | CONFIDENTIAL | online |  | CONFIDENTIAL | CONFIDENTIAL | CAISO_Hydro | 1 | hydro | hydro_2020_6 | 74% | 1 | CONFIDENTIAL | CONFIDENTIAL | ok | physical | 1 | 0 | COVERD_2_RCKHY1_PCE40003_CONFIDENTIAL | 0 | 0 | 1 | 1 | 1 | 0 | 1 | 0 | 0 | 1
PCEA | COVERD_2_RCKHY1 | PCE40003 | 2020 | 7 | 0.026784 | CONFIDENTIAL | CONFIDENTIAL | online |  | CONFIDENTIAL | CONFIDENTIAL | CAISO_Hydro | 1 | hydro | hydro_2020_7 | 73% | 1 | CONFIDENTIAL | CONFIDENTIAL | ok | physical | 1 | 0 | COVERD_2_RCKHY1_PCE40003_CONFIDENTIAL | 0 | 0 | 1 | 1 | 1 | 0 | 1 | 0 | 0 | 1
PCEA | COVERD_2_RCKHY1 | PCE40003 | 2020 | 8 | 0.001488 | CONFIDENTIAL | CONFIDENTIAL | online |  | CONFIDENTIAL | CONFIDENTIAL | CAISO_Hydro | 1 | hydro | hydro_2020_8 | 72% | 1 | CONFIDENTIAL | CONFIDENTIAL | ok | physical | 1 | 0 | COVERD_2_RCKHY1_PCE40003_CONFIDENTIAL | 0 | 0 | 1 | 1 | 1 | 0 | 1 | 0 | 0 | 1
PCEA | COVERD_2_RCKHY1 | PCE40003 | 2020 | 9 | 0.01296 | CONFIDENTIAL | CONFIDENTIAL | online |  | CONFIDENTIAL | CONFIDENTIAL | CAISO_Hydro | 1 | hydro | hydro_2020_9 | 71% | 1 | CONFIDENTIAL | CONFIDENTIAL | ok | physical | 1 | 0 | COVERD_2_RCKHY1_PCE40003_CONFIDENTIAL | 0 | 0 | 1 | 1 | 1 | 0 | 1 | 0 | 0 | 1
PCEA | COVERD_2_RCKHY1 | PCE40003 | 2020 | 10 | 0.038688 | CONFIDENTIAL | CONFIDENTIAL | online |  | CONFIDENTIAL | CONFIDENTIAL | CAISO_Hydro | 1 | hydro | hydro_2020_10 | 64% | 1 | CONFIDENTIAL | CONFIDENTIAL | ok | physical | 1 | 0 | COVERD_2_RCKHY1_PCE40003_CONFIDENTIAL | 0 | 0 | 1 | 1 | 1 | 0 | 1 | 0 | 0 | 1
PCEA | COVERD_2_RCKHY1 | PCE40003 | 2020 | 11 | 0.54432 | CONFIDENTIAL | CONFIDENTIAL | online |  | CONFIDENTIAL | CONFIDENTIAL | CAISO_Hydro | 1 | hydro | hydro_2020_11 | 56% | 1 | CONFIDENTIAL | CONFIDENTIAL | ok | physical | 1 | 0 | COVERD_2_RCKHY1_PCE40003_CONFIDENTIAL | 0 | 0 | 1 | 1 | 1 | 0 | 1 | 0 | 0 | 1
PCEA | COVERD_2_RCKHY1 | PCE40003 | 2020 | 12 | 0.75267 | CONFIDENTIAL | CONFIDENTIAL | online |  | CONFIDENTIAL | CONFIDENTIAL | CAISO_Hydro | 1 | hydro | hydro_2020_12 | 64% | 1 | CONFIDENTIAL | CONFIDENTIAL | ok | physical | 1 | 0 | COVERD_2_RCKHY1_PCE40003_CONFIDENTIAL | 0 | 0 | 1 | 1 | 1 | 0 | 1 | 0 | 0 | 1
PCEA | COVERD_2_RCKHY1 | PCE40003 | 2021 | 1 | 0.98208 | CONFIDENTIAL | CONFIDENTIAL | online |  | CONFIDENTIAL | CONFIDENTIAL | CAISO_Hydro | 1 | hydro | hydro_2021_1 | 60% | 1 | CONFIDENTIAL | CONFIDENTIAL | ok | physical | 1 | 0 | COVERD_2_RCKHY1_PCE40003_CONFIDENTIAL | 0 | 0 | 1 | 1 | 1 | 0 | 1 | 0 | 0 | 1
PCEA | COVERD_2_RCKHY1 | PCE40003 | 2021 | 2 | 1.1666 | CONFIDENTIAL | CONFIDENTIAL | online |  | CONFIDENTIAL | CONFIDENTIAL | CAISO_Hydro | 1 | hydro | hydro_2021_2 | 70% | 1 | CONFIDENTIAL | CONFIDENTIAL | ok | physical | 1 | 0 | COVERD_2_RCKHY1_PCE40003_CONFIDENTIAL | 0 | 0 | 1 | 1 | 1 | 0 | 1 | 0 | 0 | 1
PCEA | COVERD_2_RCKHY1 | PCE40003 | 2021 | 3 | 0.95678 | CONFIDENTIAL | CONFIDENTIAL | online |  | CONFIDENTIAL | CONFIDENTIAL | CAISO_Hydro | 1 | hydro | hydro_2021_3 | 73% | 1 | CONFIDENTIAL | CONFIDENTIAL | ok | physical | 1 | 0 | COVERD_2_RCKHY1_PCE40003_CONFIDENTIAL | 0 | 0 | 1 | 1 | 1 | 0 | 1 | 0 | 0 | 1
PCEA | COVERD_2_RCKHY1 | PCE40003 | 2021 | 4 | 0.62352 | CONFIDENTIAL | CONFIDENTIAL | online |  | CONFIDENTIAL | CONFIDENTIAL | CAISO_Hydro | 1 | hydro | hydro_2021_4 | 72% | 1 | CONFIDENTIAL | CONFIDENTIAL | ok | physical | 1 | 0 | COVERD_2_RCKHY1_PCE40003_CONFIDENTIAL | 0 | 0 | 1 | 1 | 1 | 0 | 1 | 0 | 0 | 1
PCEA | COVERD_2_RCKHY1 | PCE40003 | 2021 | 5 | 0.40474 | CONFIDENTIAL | CONFIDENTIAL | online |  | CONFIDENTIAL | CONFIDENTIAL | CAISO_Hydro | 1 | hydro | hydro_2021_5 | 69% | 1 | CONFIDENTIAL | CONFIDENTIAL | ok | physical | 1 | 0 | COVERD_2_RCKHY1_PCE40003_CONFIDENTIAL | 0 | 0 | 1 | 1 | 1 | 0 | 1 | 0 | 0 | 1
PCEA | COVERD_2_RCKHY1 | PCE40003 | 2021 | 6 | 0.10512 | CONFIDENTIAL | CONFIDENTIAL | online |  | CONFIDENTIAL | CONFIDENTIAL | CAISO_Hydro | 1 | hydro | hydro_2021_6 | 74% | 1 | CONFIDENTIAL | CONFIDENTIAL | ok | physical | 1 | 0 | COVERD_2_RCKHY1_PCE40003_CONFIDENTIAL | 0 | 0 | 1 | 1 | 1 | 0 | 1 | 0 | 0 | 1
PCEA | COVERD_2_RCKHY1 | PCE40003 | 2021 | 7 | 0.026784 | CONFIDENTIAL | CONFIDENTIAL | online |  | CONFIDENTIAL | CONFIDENTIAL | CAISO_Hydro | 1 | hydro | hydro_2021_7 | 73% | 1 | CONFIDENTIAL | CONFIDENTIAL | ok | physical | 1 | 0 | COVERD_2_RCKHY1_PCE40003_CONFIDENTIAL | 0 | 0 | 1 | 1 | 1 | 0 | 1 | 0 | 0 | 1
PCEA | COVERD_2_RCKHY1 | PCE40003 | 2021 | 8 | 0.001488 | CONFIDENTIAL | CONFIDENTIAL | online |  | CONFIDENTIAL | CONFIDENTIAL | CAISO_Hydro | 1 | hydro | hydro_2021_8 | 72% | 1 | CONFIDENTIAL | CONFIDENTIAL | ok | physical | 1 | 0 | COVERD_2_RCKHY1_PCE40003_CONFIDENTIAL | 0 | 0 | 1 | 1 | 1 | 0 | 1 | 0 | 0 | 1
PCEA | COVERD_2_RCKHY1 | PCE40003 | 2021 | 9 | 0.01296 | CONFIDENTIAL | CONFIDENTIAL | online |  | CONFIDENTIAL | CONFIDENTIAL | CAISO_Hydro | 1 | hydro | hydro_2021_9 | 71% | 1 | CONFIDENTIAL | CONFIDENTIAL | ok | physical | 1 | 0 | COVERD_2_RCKHY1_PCE40003_CONFIDENTIAL | 0 | 0 | 1 | 1 | 1 | 0 | 1 | 0 | 0 | 1
PCEA | COVERD_2_RCKHY1 | PCE40003 | 2021 | 10 | 0.038688 | CONFIDENTIAL | CONFIDENTIAL | online |  | CONFIDENTIAL | CONFIDENTIAL | CAISO_Hydro | 1 | hydro | hydro_2021_10 | 64% | 1 | CONFIDENTIAL | CONFIDENTIAL | ok | physical | 1 | 0 | COVERD_2_RCKHY1_PCE40003_CONFIDENTIAL | 0 | 0 | 1 | 1 | 1 | 0 | 1 | 0 | 0 | 1
PCEA | COVERD_2_RCKHY1 | PCE40003 | 2021 | 11 | 0.54432 | CONFIDENTIAL | CONFIDENTIAL | online |  | CONFIDENTIAL | CONFIDENTIAL | CAISO_Hydro | 1 | hydro | hydro_2021_11 | 56% | 1 | CONFIDENTIAL | CONFIDENTIAL | ok | physical | 1 | 0 | COVERD_2_RCKHY1_PCE40003_CONFIDENTIAL | 0 | 0 | 1 | 1 | 1 | 0 | 1 | 0 | 0 | 1
PCEA | COVERD_2_RCKHY1 | PCE40003 | 2021 | 12 | 0.75267 | CONFIDENTIAL | CONFIDENTIAL | online |  | CONFIDENTIAL | CONFIDENTIAL | CAISO_Hydro | 1 | hydro | hydro_2021_12 | 64% | 1 | CONFIDENTIAL | CONFIDENTIAL | ok | physical | 1 | 0 | COVERD_2_RCKHY1_PCE40003_CONFIDENTIAL | 0 | 0 | 1 | 1 | 1 | 0 | 1 | 0 | 0 | 1
PCEA | COVERD_2_RCKHY1 | PCE40003 | 2022 | 1 | 0.98208 | CONFIDENTIAL | CONFIDENTIAL | online |  | CONFIDENTIAL | CONFIDENTIAL | CAISO_Hydro | 1 | hydro | hydro_2022_1 | 60% | 1 | CONFIDENTIAL | CONFIDENTIAL | ok | physical | 1 | 0 | COVERD_2_RCKHY1_PCE40003_CONFIDENTIAL | 0 | 0 | 1 | 1 | 1 | 0 | 1 | 0 | 0 | 1
PCEA | COVERD_2_RCKHY1 | PCE40003 | 2022 | 2 | 1.1666 | CONFIDENTIAL | CONFIDENTIAL | online |  | CONFIDENTIAL | CONFIDENTIAL | CAISO_Hydro | 1 | hydro | hydro_2022_2 | 70% | 1 | CONFIDENTIAL | CONFIDENTIAL | ok | physical | 1 | 0 | COVERD_2_RCKHY1_PCE40003_CONFIDENTIAL | 0 | 0 | 1 | 1 | 1 | 0 | 1 | 0 | 0 | 1
PCEA | COVERD_2_RCKHY1 | PCE40003 | 2022 | 3 | 0.95678 | CONFIDENTIAL | CONFIDENTIAL | online |  | CONFIDENTIAL | CONFIDENTIAL | CAISO_Hydro | 1 | hydro | hydro_2022_3 | 73% | 1 | CONFIDENTIAL | CONFIDENTIAL | ok | physical | 1 | 0 | COVERD_2_RCKHY1_PCE40003_CONFIDENTIAL | 0 | 0 | 1 | 1 | 1 | 0 | 1 | 0 | 0 | 1
PCEA | COVERD_2_RCKHY1 | PCE40003 | 2022 | 4 | 0.62352 | CONFIDENTIAL | CONFIDENTIAL | online |  | CONFIDENTIAL | CONFIDENTIAL | CAISO_Hydro | 1 | hydro | hydro_2022_4 | 72% | 1 | CONFIDENTIAL | CONFIDENTIAL | ok | physical | 1 | 0 | COVERD_2_RCKHY1_PCE40003_CONFIDENTIAL | 0 | 0 | 1 | 1 | 1 | 0 | 1 | 0 | 0 | 1
PCEA | COVERD_2_RCKHY1 | PCE40003 | 2022 | 5 | 0.40474 | CONFIDENTIAL | CONFIDENTIAL | online |  | CONFIDENTIAL | CONFIDENTIAL | CAISO_Hydro | 1 | hydro | hydro_2022_5 | 69% | 1 | CONFIDENTIAL | CONFIDENTIAL | ok | physical | 1 | 0 | COVERD_2_RCKHY1_PCE40003_CONFIDENTIAL | 0 | 0 | 1 | 1 | 1 | 0 | 1 | 0 | 0 | 1
PCEA | COVERD_2_RCKHY1 | PCE40003 | 2022 | 6 | 0.10512 | CONFIDENTIAL | CONFIDENTIAL | online |  | CONFIDENTIAL | CONFIDENTIAL | CAISO_Hydro | 1 | hydro | hydro_2022_6 | 74% | 1 | CONFIDENTIAL | CONFIDENTIAL | ok | physical | 1 | 0 | COVERD_2_RCKHY1_PCE40003_CONFIDENTIAL | 0 | 0 | 1 | 1 | 1 | 0 | 1 | 0 | 0 | 1
PCEA | COVERD_2_RCKHY1 | PCE40003 | 2022 | 7 | 0.026784 | CONFIDENTIAL | CONFIDENTIAL | online |  | CONFIDENTIAL | CONFIDENTIAL | CAISO_Hydro | 1 | hydro | hydro_2022_7 | 73% | 1 | CONFIDENTIAL | CONFIDENTIAL | ok | physical | 1 | 0 | COVERD_2_RCKHY1_PCE40003_CONFIDENTIAL | 0 | 0 | 1 | 1 | 1 | 0 | 1 | 0 | 0 | 1
PCEA | COVERD_2_RCKHY1 | PCE40003 | 2022 | 8 | 0.001488 | CONFIDENTIAL | CONFIDENTIAL | online |  | CONFIDENTIAL | CONFIDENTIAL | CAISO_Hydro | 1 | hydro | hydro_2022_8 | 72% | 1 | CONFIDENTIAL | CONFIDENTIAL | ok | physical | 1 | 0 | COVERD_2_RCKHY1_PCE40003_CONFIDENTIAL | 0 | 0 | 1 | 1 | 1 | 0 | 1 | 0 | 0 | 1
PCEA | COVERD_2_RCKHY1 | PCE40003 | 2022 | 9 | 0.01296 | CONFIDENTIAL | CONFIDENTIAL | online |  | CONFIDENTIAL | CONFIDENTIAL | CAISO_Hydro | 1 | hydro | hydro_2022_9 | 71% | 1 | CONFIDENTIAL | CONFIDENTIAL | ok | physical | 1 | 0 | COVERD_2_RCKHY1_PCE40003_CONFIDENTIAL | 0 | 0 | 1 | 1 | 1 | 0 | 1 | 0 | 0 | 1
PCEA | COVERD_2_RCKHY1 | PCE40003 | 2022 | 10 | 0.038688 | CONFIDENTIAL | CONFIDENTIAL | online |  | CONFIDENTIAL | CONFIDENTIAL | CAISO_Hydro | 1 | hydro | hydro_2022_10 | 64% | 1 | CONFIDENTIAL | CONFIDENTIAL | ok | physical | 1 | 0 | COVERD_2_RCKHY1_PCE40003_CONFIDENTIAL | 0 | 0 | 1 | 1 | 1 | 0 | 1 | 0 | 0 | 1
PCEA | COVERD_2_RCKHY1 | PCE40003 | 2022 | 11 | 0.54432 | CONFIDENTIAL | CONFIDENTIAL | online |  | CONFIDENTIAL | CONFIDENTIAL | CAISO_Hydro | 1 | hydro | hydro_2022_11 | 56% | 1 | CONFIDENTIAL | CONFIDENTIAL | ok | physical | 1 | 0 | COVERD_2_RCKHY1_PCE40003_CONFIDENTIAL | 0 | 0 | 1 | 1 | 1 | 0 | 1 | 0 | 0 | 1
PCEA | COVERD_2_RCKHY1 | PCE40003 | 2022 | 12 | 0.75267 | CONFIDENTIAL | CONFIDENTIAL | online |  | CONFIDENTIAL | CONFIDENTIAL | CAISO_Hydro | 1 | hydro | hydro_2022_12 | 64% | 1 | CONFIDENTIAL | CONFIDENTIAL | ok | physical | 1 | 0 | COVERD_2_RCKHY1_PCE40003_CONFIDENTIAL | 0 | 0 | 1 | 1 | 1 | 0 | 1 | 0 | 0 | 1
PCEA | COVERD_2_RCKHY1 | PCE40003 | 2023 | 1 | 0.98208 | CONFIDENTIAL | CONFIDENTIAL | online |  | CONFIDENTIAL | CONFIDENTIAL | CAISO_Hydro | 1 | hydro | hydro_2023_1 | 60% | 1 | CONFIDENTIAL | CONFIDENTIAL | ok | physical | 1 | 0 | COVERD_2_RCKHY1_PCE40003_CONFIDENTIAL | 0 | 0 | 1 | 1 | 1 | 0 | 1 | 0 | 0 | 1
PCEA | COVERD_2_RCKHY1 | PCE40003 | 2023 | 2 | 1.1666 | CONFIDENTIAL | CONFIDENTIAL | online |  | CONFIDENTIAL | CONFIDENTIAL | CAISO_Hydro | 1 | hydro | hydro_2023_2 | 70% | 1 | CONFIDENTIAL | CONFIDENTIAL | ok | physical | 1 | 0 | COVERD_2_RCKHY1_PCE40003_CONFIDENTIAL | 0 | 0 | 1 | 1 | 1 | 0 | 1 | 0 | 0 | 1
PCEA | COVERD_2_RCKHY1 | PCE40003 | 2023 | 3 | 0.95678 | CONFIDENTIAL | CONFIDENTIAL | online |  | CONFIDENTIAL | CONFIDENTIAL | CAISO_Hydro | 1 | hydro | hydro_2023_3 | 73% | 1 | CONFIDENTIAL | CONFIDENTIAL | ok | physical | 1 | 0 | COVERD_2_RCKHY1_PCE40003_CONFIDENTIAL | 0 | 0 | 1 | 1 | 1 | 0 | 1 | 0 | 0 | 1
PCEA | COVERD_2_RCKHY1 | PCE40003 | 2023 | 4 | 0.62352 | CONFIDENTIAL | CONFIDENTIAL | online |  | CONFIDENTIAL | CONFIDENTIAL | CAISO_Hydro | 1 | hydro | hydro_2023_4 | 72% | 1 | CONFIDENTIAL | CONFIDENTIAL | ok | physical | 1 | 0 | COVERD_2_RCKHY1_PCE40003_CONFIDENTIAL | 0 | 0 | 1 | 1 | 1 | 0 | 1 | 0 | 0 | 1
PCEA | COVERD_2_RCKHY1 | PCE40003 | 2023 | 5 | 0.40474 | CONFIDENTIAL | CONFIDENTIAL | online |  | CONFIDENTIAL | CONFIDENTIAL | CAISO_Hydro | 1 | hydro | hydro_2023_5 | 69% | 1 | CONFIDENTIAL | CONFIDENTIAL | ok | physical | 1 | 0 | COVERD_2_RCKHY1_PCE40003_CONFIDENTIAL | 0 | 0 | 1 | 1 | 1 | 0 | 1 | 0 | 0 | 1
PCEA | COVERD_2_RCKHY1 | PCE40003 | 2023 | 6 | 0.10512 | CONFIDENTIAL | CONFIDENTIAL | online |  | CONFIDENTIAL | CONFIDENTIAL | CAISO_Hydro | 1 | hydro | hydro_2023_6 | 74% | 1 | CONFIDENTIAL | CONFIDENTIAL | ok | physical | 1 | 0 | COVERD_2_RCKHY1_PCE40003_CONFIDENTIAL | 0 | 0 | 1 | 1 | 1 | 0 | 1 | 0 | 0 | 1
PCEA | COVERD_2_RCKHY1 | PCE40003 | 2023 | 7 | 0.026784 | CONFIDENTIAL | CONFIDENTIAL | online |  | CONFIDENTIAL | CONFIDENTIAL | CAISO_Hydro | 1 | hydro | hydro_2023_7 | 73% | 1 | CONFIDENTIAL | CONFIDENTIAL | ok | physical | 1 | 0 | COVERD_2_RCKHY1_PCE40003_CONFIDENTIAL | 0 | 0 | 1 | 1 | 1 | 0 | 1 | 0 | 0 | 1
PCEA | COVERD_2_RCKHY1 | PCE40003 | 2023 | 8 | 0.001488 | CONFIDENTIAL | CONFIDENTIAL | online |  | CONFIDENTIAL | CONFIDENTIAL | CAISO_Hydro | 1 | hydro | hydro_2023_8 | 72% | 1 | CONFIDENTIAL | CONFIDENTIAL | ok | physical | 1 | 0 | COVERD_2_RCKHY1_PCE40003_CONFIDENTIAL | 0 | 0 | 1 | 1 | 1 | 0 | 1 | 0 | 0 | 1
PCEA | COVERD_2_RCKHY1 | PCE40003 | 2023 | 9 | 0.01296 | CONFIDENTIAL | CONFIDENTIAL | online |  | CONFIDENTIAL | CONFIDENTIAL | CAISO_Hydro | 1 | hydro | hydro_2023_9 | 71% | 1 | CONFIDENTIAL | CONFIDENTIAL | ok | physical | 1 | 0 | COVERD_2_RCKHY1_PCE40003_CONFIDENTIAL | 0 | 0 | 1 | 1 | 1 | 0 | 1 | 0 | 0 | 1
PCEA | COVERD_2_RCKHY1 | PCE40003 | 2023 | 10 | 0.038688 | CONFIDENTIAL | CONFIDENTIAL | online |  | CONFIDENTIAL | CONFIDENTIAL | CAISO_Hydro | 1 | hydro | hydro_2023_10 | 64% | 1 | CONFIDENTIAL | CONFIDENTIAL | ok | physical | 1 | 0 | COVERD_2_RCKHY1_PCE40003_CONFIDENTIAL | 0 | 0 | 1 | 1 | 1 | 0 | 1 | 0 | 0 | 1
PCEA | COVERD_2_RCKHY1 | PCE40003 | 2023 | 11 | 0.54432 | CONFIDENTIAL | CONFIDENTIAL | online |  | CONFIDENTIAL | CONFIDENTIAL | CAISO_Hydro | 1 | hydro | hydro_2023_11 | 56% | 1 | CONFIDENTIAL | CONFIDENTIAL | ok | physical | 1 | 0 | COVERD_2_RCKHY1_PCE40003_CONFIDENTIAL | 0 | 0 | 1 | 1 | 1 | 0 | 1 | 0 | 0 | 1
PCEA | COVERD_2_RCKHY1 | PCE40003 | 2023 | 12 | 0.75267 | CONFIDENTIAL | CONFIDENTIAL | online |  | CONFIDENTIAL | CONFIDENTIAL | CAISO_Hydro | 1 | hydro | hydro_2023_12 | 64% | 1 | CONFIDENTIAL | CONFIDENTIAL | ok | physical | 1 | 0 | COVERD_2_RCKHY1_PCE40003_CONFIDENTIAL | 0 | 0 | 1 | 1 | 1 | 0 | 1 | 0 | 0 | 1
PCEA | COVERD_2_RCKHY1 | PCE40003 | 2024 | 1 | 0.98208 | CONFIDENTIAL | CONFIDENTIAL | online |  | CONFIDENTIAL | CONFIDENTIAL | CAISO_Hydro | 1 | hydro | hydro_2024_1 | 60% | 1 | CONFIDENTIAL | CONFIDENTIAL | ok | physical | 1 | 0 | COVERD_2_RCKHY1_PCE40003_CONFIDENTIAL | 0 | 0 | 1 | 1 | 1 | 0 | 1 | 0 | 0 | 1
PCEA | COVERD_2_RCKHY1 | PCE40003 | 2024 | 2 | 1.1666 | CONFIDENTIAL | CONFIDENTIAL | online |  | CONFIDENTIAL | CONFIDENTIAL | CAISO_Hydro | 1 | hydro | hydro_2024_2 | 70% | 1 | CONFIDENTIAL | CONFIDENTIAL | ok | physical | 1 | 0 | COVERD_2_RCKHY1_PCE40003_CONFIDENTIAL | 0 | 0 | 1 | 1 | 1 | 0 | 1 | 0 | 0 | 1
PCEA | COVERD_2_RCKHY1 | PCE40003 | 2024 | 3 | 0.95678 | CONFIDENTIAL | CONFIDENTIAL | online |  | CONFIDENTIAL | CONFIDENTIAL | CAISO_Hydro | 1 | hydro | hydro_2024_3 | 73% | 1 | CONFIDENTIAL | CONFIDENTIAL | ok | physical | 1 | 0 | COVERD_2_RCKHY1_PCE40003_CONFIDENTIAL | 0 | 0 | 1 | 1 | 1 | 0 | 1 | 0 | 0 | 1
PCEA | COVERD_2_RCKHY1 | PCE40003 | 2024 | 4 | 0.62352 | CONFIDENTIAL | CONFIDENTIAL | online |  | CONFIDENTIAL | CONFIDENTIAL | CAISO_Hydro | 1 | hydro | hydro_2024_4 | 72% | 1 | CONFIDENTIAL | CONFIDENTIAL | ok | physical | 1 | 0 | COVERD_2_RCKHY1_PCE40003_CONFIDENTIAL | 0 | 0 | 1 | 1 | 1 | 0 | 1 | 0 | 0 | 1
PCEA | COVERD_2_RCKHY1 | PCE40003 | 2024 | 5 | 0.40474 | CONFIDENTIAL | CONFIDENTIAL | online |  | CONFIDENTIAL | CONFIDENTIAL | CAISO_Hydro | 1 | hydro | hydro_2024_5 | 69% | 1 | CONFIDENTIAL | CONFIDENTIAL | ok | physical | 1 | 0 | COVERD_2_RCKHY1_PCE40003_CONFIDENTIAL | 0 | 0 | 1 | 1 | 1 | 0 | 1 | 0 | 0 | 1
PCEA | COVERD_2_RCKHY1 | PCE40003 | 2024 | 6 | 0.10512 | CONFIDENTIAL | CONFIDENTIAL | online |  | CONFIDENTIAL | CONFIDENTIAL | CAISO_Hydro | 1 | hydro | hydro_2024_6 | 74% | 1 | CONFIDENTIAL | CONFIDENTIAL | ok | physical | 1 | 0 | COVERD_2_RCKHY1_PCE40003_CONFIDENTIAL | 0 | 0 | 1 | 1 | 1 | 0 | 1 | 0 | 0 | 1
PCEA | COVERD_2_RCKHY1 | PCE40003 | 2024 | 7 | 0.026784 | CONFIDENTIAL | CONFIDENTIAL | online |  | CONFIDENTIAL | CONFIDENTIAL | CAISO_Hydro | 1 | hydro | hydro_2024_7 | 73% | 1 | CONFIDENTIAL | CONFIDENTIAL | ok | physical | 1 | 0 | COVERD_2_RCKHY1_PCE40003_CONFIDENTIAL | 0 | 0 | 1 | 1 | 1 | 0 | 1 | 0 | 0 | 1
PCEA | COVERD_2_RCKHY1 | PCE40003 | 2024 | 8 | 0.001488 | CONFIDENTIAL | CONFIDENTIAL | online |  | CONFIDENTIAL | CONFIDENTIAL | CAISO_Hydro | 1 | hydro | hydro_2024_8 | 72% | 1 | CONFIDENTIAL | CONFIDENTIAL | ok | physical | 1 | 0 | COVERD_2_RCKHY1_PCE40003_CONFIDENTIAL | 0 | 0 | 1 | 1 | 1 | 0 | 1 | 0 | 0 | 1
PCEA | COVERD_2_RCKHY1 | PCE40003 | 2024 | 9 | 0.01296 | CONFIDENTIAL | CONFIDENTIAL | online |  | CONFIDENTIAL | CONFIDENTIAL | CAISO_Hydro | 1 | hydro | hydro_2024_9 | 71% | 1 | CONFIDENTIAL | CONFIDENTIAL | ok | physical | 1 | 0 | COVERD_2_RCKHY1_PCE40003_CONFIDENTIAL | 0 | 0 | 1 | 1 | 1 | 0 | 1 | 0 | 0 | 1
PCEA | COVERD_2_RCKHY1 | PCE40003 | 2024 | 10 | 0.038688 | CONFIDENTIAL | CONFIDENTIAL | online |  | CONFIDENTIAL | CONFIDENTIAL | CAISO_Hydro | 1 | hydro | hydro_2024_10 | 64% | 1 | CONFIDENTIAL | CONFIDENTIAL | ok | physical | 1 | 0 | COVERD_2_RCKHY1_PCE40003_CONFIDENTIAL | 0 | 0 | 1 | 1 | 1 | 0 | 1 | 0 | 0 | 1
PCEA | COVERD_2_RCKHY1 | PCE40003 | 2024 | 11 | 0.54432 | CONFIDENTIAL | CONFIDENTIAL | online |  | CONFIDENTIAL | CONFIDENTIAL | CAISO_Hydro | 1 | hydro | hydro_2024_11 | 56% | 1 | CONFIDENTIAL | CONFIDENTIAL | ok | physical | 1 | 0 | COVERD_2_RCKHY1_PCE40003_CONFIDENTIAL | 0 | 0 | 1 | 1 | 1 | 0 | 1 | 0 | 0 | 1
PCEA | COVERD_2_RCKHY1 | PCE40003 | 2024 | 12 | 0.75267 | CONFIDENTIAL | CONFIDENTIAL | online |  | CONFIDENTIAL | CONFIDENTIAL | CAISO_Hydro | 1 | hydro | hydro_2024_12 | 64% | 1 | CONFIDENTIAL | CONFIDENTIAL | ok | physical | 1 | 0 | COVERD_2_RCKHY1_PCE40003_CONFIDENTIAL | 0 | 0 | 1 | 1 | 1 | 0 | 1 | 0 | 0 | 1
PCEA | COVERD_2_RCKHY1 | PCE40003 | 2025 | 1 | 0.98208 | CONFIDENTIAL | CONFIDENTIAL | online |  | CONFIDENTIAL | CONFIDENTIAL | CAISO_Hydro | 1 | hydro | hydro_2025_1 | 60% | 1 | CONFIDENTIAL | CONFIDENTIAL | ok | physical | 1 | 0 | COVERD_2_RCKHY1_PCE40003_CONFIDENTIAL | 0 | 0 | 1 | 1 | 1 | 0 | 1 | 0 | 0 | 1
PCEA | COVERD_2_RCKHY1 | PCE40003 | 2025 | 2 | 1.1666 | CONFIDENTIAL | CONFIDENTIAL | online |  | CONFIDENTIAL | CONFIDENTIAL | CAISO_Hydro | 1 | hydro | hydro_2025_2 | 70% | 1 | CONFIDENTIAL | CONFIDENTIAL | ok | physical | 1 | 0 | COVERD_2_RCKHY1_PCE40003_CONFIDENTIAL | 0 | 0 | 1 | 1 | 1 | 0 | 1 | 0 | 0 | 1
PCEA | COVERD_2_RCKHY1 | PCE40003 | 2025 | 3 | 0.95678 | CONFIDENTIAL | CONFIDENTIAL | online |  | CONFIDENTIAL | CONFIDENTIAL | CAISO_Hydro | 1 | hydro | hydro_2025_3 | 73% | 1 | CONFIDENTIAL | CONFIDENTIAL | ok | physical | 1 | 0 | COVERD_2_RCKHY1_PCE40003_CONFIDENTIAL | 0 | 0 | 1 | 1 | 1 | 0 | 1 | 0 | 0 | 1
PCEA | COVERD_2_RCKHY1 | PCE40003 | 2025 | 4 | 0.62352 | CONFIDENTIAL | CONFIDENTIAL | online |  | CONFIDENTIAL | CONFIDENTIAL | CAISO_Hydro | 1 | hydro | hydro_2025_4 | 72% | 1 | CONFIDENTIAL | CONFIDENTIAL | ok | physical | 1 | 0 | COVERD_2_RCKHY1_PCE40003_CONFIDENTIAL | 0 | 0 | 1 | 1 | 1 | 0 | 1 | 0 | 0 | 1
PCEA | COVERD_2_RCKHY1 | PCE40003 | 2025 | 5 | 0.40474 | CONFIDENTIAL | CONFIDENTIAL | online |  | CONFIDENTIAL | CONFIDENTIAL | CAISO_Hydro | 1 | hydro | hydro_2025_5 | 69% | 1 | CONFIDENTIAL | CONFIDENTIAL | ok | physical | 1 | 0 | COVERD_2_RCKHY1_PCE40003_CONFIDENTIAL | 0 | 0 | 1 | 1 | 1 | 0 | 1 | 0 | 0 | 1
PCEA | COVERD_2_RCKHY1 | PCE40003 | 2025 | 6 | 0.10512 | CONFIDENTIAL | CONFIDENTIAL | online |  | CONFIDENTIAL | CONFIDENTIAL | CAISO_Hydro | 1 | hydro | hydro_2025_6 | 74% | 1 | CONFIDENTIAL | CONFIDENTIAL | ok | physical | 1 | 0 | COVERD_2_RCKHY1_PCE40003_CONFIDENTIAL | 0 | 0 | 1 | 1 | 1 | 0 | 1 | 0 | 0 | 1
PCEA | COVERD_2_RCKHY1 | PCE40003 | 2025 | 7 | 0.026784 | CONFIDENTIAL | CONFIDENTIAL | online |  | CONFIDENTIAL | CONFIDENTIAL | CAISO_Hydro | 1 | hydro | hydro_2025_7 | 73% | 1 | CONFIDENTIAL | CONFIDENTIAL | ok | physical | 1 | 0 | COVERD_2_RCKHY1_PCE40003_CONFIDENTIAL | 0 | 0 | 1 | 1 | 1 | 0 | 1 | 0 | 0 | 1
PCEA | COVERD_2_RCKHY1 | PCE40003 | 2025 | 8 | 0.001488 | CONFIDENTIAL | CONFIDENTIAL | online |  | CONFIDENTIAL | CONFIDENTIAL | CAISO_Hydro | 1 | hydro | hydro_2025_8 | 72% | 1 | CONFIDENTIAL | CONFIDENTIAL | ok | physical | 1 | 0 | COVERD_2_RCKHY1_PCE40003_CONFIDENTIAL | 0 | 0 | 1 | 1 | 1 | 0 | 1 | 0 | 0 | 1
PCEA | COVERD_2_RCKHY1 | PCE40003 | 2025 | 9 | 0.01296 | CONFIDENTIAL | CONFIDENTIAL | online |  | CONFIDENTIAL | CONFIDENTIAL | CAISO_Hydro | 1 | hydro | hydro_2025_9 | 71% | 1 | CONFIDENTIAL | CONFIDENTIAL | ok | physical | 1 | 0 | COVERD_2_RCKHY1_PCE40003_CONFIDENTIAL | 0 | 0 | 1 | 1 | 1 | 0 | 1 | 0 | 0 | 1
PCEA | COVERD_2_RCKHY1 | PCE40003 | 2025 | 10 | 0.038688 | CONFIDENTIAL | CONFIDENTIAL | online |  | CONFIDENTIAL | CONFIDENTIAL | CAISO_Hydro | 1 | hydro | hydro_2025_10 | 64% | 1 | CONFIDENTIAL | CONFIDENTIAL | ok | physical | 1 | 0 | COVERD_2_RCKHY1_PCE40003_CONFIDENTIAL | 0 | 0 | 1 | 1 | 1 | 0 | 1 | 0 | 0 | 1
PCEA | COVERD_2_RCKHY1 | PCE40003 | 2025 | 11 | 0.54432 | CONFIDENTIAL | CONFIDENTIAL | online |  | CONFIDENTIAL | CONFIDENTIAL | CAISO_Hydro | 1 | hydro | hydro_2025_11 | 56% | 1 | CONFIDENTIAL | CONFIDENTIAL | ok | physical | 1 | 0 | COVERD_2_RCKHY1_PCE40003_CONFIDENTIAL | 0 | 0 | 1 | 1 | 1 | 0 | 1 | 0 | 0 | 1
PCEA | COVERD_2_RCKHY1 | PCE40003 | 2025 | 12 | 0.75267 | CONFIDENTIAL | CONFIDENTIAL | online |  | CONFIDENTIAL | CONFIDENTIAL | CAISO_Hydro | 1 | hydro | hydro_2025_12 | 64% | 1 | CONFIDENTIAL | CONFIDENTIAL | ok | physical | 1 | 0 | COVERD_2_RCKHY1_PCE40003_CONFIDENTIAL | 0 | 0 | 1 | 1 | 1 | 0 | 1 | 0 | 0 | 1
PCEA | COVERD_2_RCKHY1 | PCE40003 | 2026 | 1 | 0.98208 | CONFIDENTIAL | CONFIDENTIAL | online |  | CONFIDENTIAL | CONFIDENTIAL | CAISO_Hydro | 1 | hydro | hydro_2026_1 | 60% | 1 | CONFIDENTIAL | CONFIDENTIAL | ok | physical | 1 | 0 | COVERD_2_RCKHY1_PCE40003_CONFIDENTIAL | 0 | 0 | 1 | 1 | 1 | 0 | 1 | 0 | 0 | 1
PCEA | COVERD_2_RCKHY1 | PCE40003 | 2026 | 2 | 1.1666 | CONFIDENTIAL | CONFIDENTIAL | online |  | CONFIDENTIAL | CONFIDENTIAL | CAISO_Hydro | 1 | hydro | hydro_2026_2 | 70% | 1 | CONFIDENTIAL | CONFIDENTIAL | ok | physical | 1 | 0 | COVERD_2_RCKHY1_PCE40003_CONFIDENTIAL | 0 | 0 | 1 | 1 | 1 | 0 | 1 | 0 | 0 | 1
PCEA | COVERD_2_RCKHY1 | PCE40003 | 2026 | 3 | 0.95678 | CONFIDENTIAL | CONFIDENTIAL | online |  | CONFIDENTIAL | CONFIDENTIAL | CAISO_Hydro | 1 | hydro | hydro_2026_3 | 73% | 1 | CONFIDENTIAL | CONFIDENTIAL | ok | physical | 1 | 0 | COVERD_2_RCKHY1_PCE40003_CONFIDENTIAL | 0 | 0 | 1 | 1 | 1 | 0 | 1 | 0 | 0 | 1
PCEA | COVERD_2_RCKHY1 | PCE40003 | 2026 | 4 | 0.62352 | CONFIDENTIAL | CONFIDENTIAL | online |  | CONFIDENTIAL | CONFIDENTIAL | CAISO_Hydro | 1 | hydro | hydro_2026_4 | 72% | 1 | CONFIDENTIAL | CONFIDENTIAL | ok | physical | 1 | 0 | COVERD_2_RCKHY1_PCE40003_CONFIDENTIAL | 0 | 0 | 1 | 1 | 1 | 0 | 1 | 0 | 0 | 1
PCEA | COVERD_2_RCKHY1 | PCE40003 | 2026 | 5 | 0.40474 | CONFIDENTIAL | CONFIDENTIAL | online |  | CONFIDENTIAL | CONFIDENTIAL | CAISO_Hydro | 1 | hydro | hydro_2026_5 | 69% | 1 | CONFIDENTIAL | CONFIDENTIAL | ok | physical | 1 | 0 | COVERD_2_RCKHY1_PCE40003_CONFIDENTIAL | 0 | 0 | 1 | 1 | 1 | 0 | 1 | 0 | 0 | 1
PCEA | COVERD_2_RCKHY1 | PCE40003 | 2026 | 6 | 0.10512 | CONFIDENTIAL | CONFIDENTIAL | online |  | CONFIDENTIAL | CONFIDENTIAL | CAISO_Hydro | 1 | hydro | hydro_2026_6 | 74% | 1 | CONFIDENTIAL | CONFIDENTIAL | ok | physical | 1 | 0 | COVERD_2_RCKHY1_PCE40003_CONFIDENTIAL | 0 | 0 | 1 | 1 | 1 | 0 | 1 | 0 | 0 | 1
PCEA | COVERD_2_RCKHY1 | PCE40003 | 2026 | 7 | 0.026784 | CONFIDENTIAL | CONFIDENTIAL | online |  | CONFIDENTIAL | CONFIDENTIAL | CAISO_Hydro | 1 | hydro | hydro_2026_7 | 73% | 1 | CONFIDENTIAL | CONFIDENTIAL | ok | physical | 1 | 0 | COVERD_2_RCKHY1_PCE40003_CONFIDENTIAL | 0 | 0 | 1 | 1 | 1 | 0 | 1 | 0 | 0 | 1
PCEA | COVERD_2_RCKHY1 | PCE40003 | 2026 | 8 | 0.001488 | CONFIDENTIAL | CONFIDENTIAL | online |  | CONFIDENTIAL | CONFIDENTIAL | CAISO_Hydro | 1 | hydro | hydro_2026_8 | 72% | 1 | CONFIDENTIAL | CONFIDENTIAL | ok | physical | 1 | 0 | COVERD_2_RCKHY1_PCE40003_CONFIDENTIAL | 0 | 0 | 1 | 1 | 1 | 0 | 1 | 0 | 0 | 1
PCEA | COVERD_2_RCKHY1 | PCE40003 | 2026 | 9 | 0.01296 | CONFIDENTIAL | CONFIDENTIAL | online |  | CONFIDENTIAL | CONFIDENTIAL | CAISO_Hydro | 1 | hydro | hydro_2026_9 | 71% | 1 | CONFIDENTIAL | CONFIDENTIAL | ok | physical | 1 | 0 | COVERD_2_RCKHY1_PCE40003_CONFIDENTIAL | 0 | 0 | 1 | 1 | 1 | 0 | 1 | 0 | 0 | 1
PCEA | COVERD_2_RCKHY1 | PCE40003 | 2026 | 10 | 0.038688 | CONFIDENTIAL | CONFIDENTIAL | online |  | CONFIDENTIAL | CONFIDENTIAL | CAISO_Hydro | 1 | hydro | hydro_2026_10 | 64% | 1 | CONFIDENTIAL | CONFIDENTIAL | ok | physical | 1 | 0 | COVERD_2_RCKHY1_PCE40003_CONFIDENTIAL | 0 | 0 | 1 | 1 | 1 | 0 | 1 | 0 | 0 | 1
PCEA | COVERD_2_RCKHY1 | PCE40003 | 2026 | 11 | 0.54432 | CONFIDENTIAL | CONFIDENTIAL | online |  | CONFIDENTIAL | CONFIDENTIAL | CAISO_Hydro | 1 | hydro | hydro_2026_11 | 56% | 1 | CONFIDENTIAL | CONFIDENTIAL | ok | physical | 1 | 0 | COVERD_2_RCKHY1_PCE40003_CONFIDENTIAL | 0 | 0 | 1 | 1 | 1 | 0 | 1 | 0 | 0 | 1
PCEA | COVERD_2_RCKHY1 | PCE40003 | 2026 | 12 | 0.75267 | CONFIDENTIAL | CONFIDENTIAL | online |  | CONFIDENTIAL | CONFIDENTIAL | CAISO_Hydro | 1 | hydro | hydro_2026_12 | 64% | 1 | CONFIDENTIAL | CONFIDENTIAL | ok | physical | 1 | 0 | COVERD_2_RCKHY1_PCE40003_CONFIDENTIAL | 0 | 0 | 1 | 1 | 1 | 0 | 1 | 0 | 0 | 1
PCEA | COVERD_2_RCKHY1 | PCE40003 | 2027 | 1 | 0.98208 | CONFIDENTIAL | CONFIDENTIAL | online |  | CONFIDENTIAL | CONFIDENTIAL | CAISO_Hydro | 1 | hydro | hydro_2027_1 | 60% | 1 | CONFIDENTIAL | CONFIDENTIAL | ok | physical | 1 | 0 | COVERD_2_RCKHY1_PCE40003_CONFIDENTIAL | 0 | 0 | 1 | 1 | 1 | 0 | 1 | 0 | 0 | 1
PCEA | COVERD_2_RCKHY1 | PCE40003 | 2027 | 2 | 1.1666 | CONFIDENTIAL | CONFIDENTIAL | online |  | CONFIDENTIAL | CONFIDENTIAL | CAISO_Hydro | 1 | hydro | hydro_2027_2 | 70% | 1 | CONFIDENTIAL | CONFIDENTIAL | ok | physical | 1 | 0 | COVERD_2_RCKHY1_PCE40003_CONFIDENTIAL | 0 | 0 | 1 | 1 | 1 | 0 | 1 | 0 | 0 | 1
PCEA | COVERD_2_RCKHY1 | PCE40003 | 2027 | 3 | 0.95678 | CONFIDENTIAL | CONFIDENTIAL | online |  | CONFIDENTIAL | CONFIDENTIAL | CAISO_Hydro | 1 | hydro | hydro_2027_3 | 73% | 1 | CONFIDENTIAL | CONFIDENTIAL | ok | physical | 1 | 0 | COVERD_2_RCKHY1_PCE40003_CONFIDENTIAL | 0 | 0 | 1 | 1 | 1 | 0 | 1 | 0 | 0 | 1
PCEA | COVERD_2_RCKHY1 | PCE40003 | 2027 | 4 | 0.62352 | CONFIDENTIAL | CONFIDENTIAL | online |  | CONFIDENTIAL | CONFIDENTIAL | CAISO_Hydro | 1 | hydro | hydro_2027_4 | 72% | 1 | CONFIDENTIAL | CONFIDENTIAL | ok | physical | 1 | 0 | COVERD_2_RCKHY1_PCE40003_CONFIDENTIAL | 0 | 0 | 1 | 1 | 1 | 0 | 1 | 0 | 0 | 1
PCEA | COVERD_2_RCKHY1 | PCE40003 | 2027 | 5 | 0.40474 | CONFIDENTIAL | CONFIDENTIAL | online |  | CONFIDENTIAL | CONFIDENTIAL | CAISO_Hydro | 1 | hydro | hydro_2027_5 | 69% | 1 | CONFIDENTIAL | CONFIDENTIAL | ok | physical | 1 | 0 | COVERD_2_RCKHY1_PCE40003_CONFIDENTIAL | 0 | 0 | 1 | 1 | 1 | 0 | 1 | 0 | 0 | 1
PCEA | COVERD_2_RCKHY1 | PCE40003 | 2027 | 6 | 0.10512 | CONFIDENTIAL | CONFIDENTIAL | online |  | CONFIDENTIAL | CONFIDENTIAL | CAISO_Hydro | 1 | hydro | hydro_2027_6 | 74% | 1 | CONFIDENTIAL | CONFIDENTIAL | ok | physical | 1 | 0 | COVERD_2_RCKHY1_PCE40003_CONFIDENTIAL | 0 | 0 | 1 | 1 | 1 | 0 | 1 | 0 | 0 | 1
PCEA | COVERD_2_RCKHY1 | PCE40003 | 2027 | 7 | 0.026784 | CONFIDENTIAL | CONFIDENTIAL | online |  | CONFIDENTIAL | CONFIDENTIAL | CAISO_Hydro | 1 | hydro | hydro_2027_7 | 73% | 1 | CONFIDENTIAL | CONFIDENTIAL | ok | physical | 1 | 0 | COVERD_2_RCKHY1_PCE40003_CONFIDENTIAL | 0 | 0 | 1 | 1 | 1 | 0 | 1 | 0 | 0 | 1
PCEA | COVERD_2_RCKHY1 | PCE40003 | 2027 | 8 | 0.001488 | CONFIDENTIAL | CONFIDENTIAL | online |  | CONFIDENTIAL | CONFIDENTIAL | CAISO_Hydro | 1 | hydro | hydro_2027_8 | 72% | 1 | CONFIDENTIAL | CONFIDENTIAL | ok | physical | 1 | 0 | COVERD_2_RCKHY1_PCE40003_CONFIDENTIAL | 0 | 0 | 1 | 1 | 1 | 0 | 1 | 0 | 0 | 1
PCEA | COVERD_2_RCKHY1 | PCE40003 | 2027 | 9 | 0.01296 | CONFIDENTIAL | CONFIDENTIAL | online |  | CONFIDENTIAL | CONFIDENTIAL | CAISO_Hydro | 1 | hydro | hydro_2027_9 | 71% | 1 | CONFIDENTIAL | CONFIDENTIAL | ok | physical | 1 | 0 | COVERD_2_RCKHY1_PCE40003_CONFIDENTIAL | 0 | 0 | 1 | 1 | 1 | 0 | 1 | 0 | 0 | 1
PCEA | COVERD_2_RCKHY1 | PCE40003 | 2027 | 10 | 0.038688 | CONFIDENTIAL | CONFIDENTIAL | online |  | CONFIDENTIAL | CONFIDENTIAL | CAISO_Hydro | 1 | hydro | hydro_2027_10 | 64% | 1 | CONFIDENTIAL | CONFIDENTIAL | ok | physical | 1 | 0 | COVERD_2_RCKHY1_PCE40003_CONFIDENTIAL | 0 | 0 | 1 | 1 | 1 | 0 | 1 | 0 | 0 | 1
PCEA | COVERD_2_RCKHY1 | PCE40003 | 2027 | 11 | 0.54432 | CONFIDENTIAL | CONFIDENTIAL | online |  | CONFIDENTIAL | CONFIDENTIAL | CAISO_Hydro | 1 | hydro | hydro_2027_11 | 56% | 1 | CONFIDENTIAL | CONFIDENTIAL | ok | physical | 1 | 0 | COVERD_2_RCKHY1_PCE40003_CONFIDENTIAL | 0 | 0 | 1 | 1 | 1 | 0 | 1 | 0 | 0 | 1
PCEA | COVERD_2_RCKHY1 | PCE40003 | 2027 | 12 | 0.75267 | CONFIDENTIAL | CONFIDENTIAL | online |  | CONFIDENTIAL | CONFIDENTIAL | CAISO_Hydro | 1 | hydro | hydro_2027_12 | 64% | 1 | CONFIDENTIAL | CONFIDENTIAL | ok | physical | 1 | 0 | COVERD_2_RCKHY1_PCE40003_CONFIDENTIAL | 0 | 0 | 1 | 1 | 1 | 0 | 1 | 0 | 0 | 1
PCEA | COVERD_2_RCKHY1 | PCE40003 | 2028 | 1 | 0.98208 | CONFIDENTIAL | CONFIDENTIAL | online |  | CONFIDENTIAL | CONFIDENTIAL | CAISO_Hydro | 1 | hydro | hydro_2028_1 | 60% | 1 | CONFIDENTIAL | CONFIDENTIAL | ok | physical | 1 | 0 | COVERD_2_RCKHY1_PCE40003_CONFIDENTIAL | 0 | 0 | 1 | 1 | 1 | 0 | 1 | 0 | 0 | 1
PCEA | COVERD_2_RCKHY1 | PCE40003 | 2028 | 2 | 1.1666 | CONFIDENTIAL | CONFIDENTIAL | online |  | CONFIDENTIAL | CONFIDENTIAL | CAISO_Hydro | 1 | hydro | hydro_2028_2 | 70% | 1 | CONFIDENTIAL | CONFIDENTIAL | ok | physical | 1 | 0 | COVERD_2_RCKHY1_PCE40003_CONFIDENTIAL | 0 | 0 | 1 | 1 | 1 | 0 | 1 | 0 | 0 | 1
PCEA | COVERD_2_RCKHY1 | PCE40003 | 2028 | 3 | 0.95678 | CONFIDENTIAL | CONFIDENTIAL | online |  | CONFIDENTIAL | CONFIDENTIAL | CAISO_Hydro | 1 | hydro | hydro_2028_3 | 73% | 1 | CONFIDENTIAL | CONFIDENTIAL | ok | physical | 1 | 0 | COVERD_2_RCKHY1_PCE40003_CONFIDENTIAL | 0 | 0 | 1 | 1 | 1 | 0 | 1 | 0 | 0 | 1
PCEA | COVERD_2_RCKHY1 | PCE40003 | 2028 | 4 | 0.62352 | CONFIDENTIAL | CONFIDENTIAL | online |  | CONFIDENTIAL | CONFIDENTIAL | CAISO_Hydro | 1 | hydro | hydro_2028_4 | 72% | 1 | CONFIDENTIAL | CONFIDENTIAL | ok | physical | 1 | 0 | COVERD_2_RCKHY1_PCE40003_CONFIDENTIAL | 0 | 0 | 1 | 1 | 1 | 0 | 1 | 0 | 0 | 1
PCEA | COVERD_2_RCKHY1 | PCE40003 | 2028 | 5 | 0.40474 | CONFIDENTIAL | CONFIDENTIAL | online |  | CONFIDENTIAL | CONFIDENTIAL | CAISO_Hydro | 1 | hydro | hydro_2028_5 | 69% | 1 | CONFIDENTIAL | CONFIDENTIAL | ok | physical | 1 | 0 | COVERD_2_RCKHY1_PCE40003_CONFIDENTIAL | 0 | 0 | 1 | 1 | 1 | 0 | 1 | 0 | 0 | 1
PCEA | COVERD_2_RCKHY1 | PCE40003 | 2028 | 6 | 0.10512 | CONFIDENTIAL | CONFIDENTIAL | online |  | CONFIDENTIAL | CONFIDENTIAL | CAISO_Hydro | 1 | hydro | hydro_2028_6 | 74% | 1 | CONFIDENTIAL | CONFIDENTIAL | ok | physical | 1 | 0 | COVERD_2_RCKHY1_PCE40003_CONFIDENTIAL | 0 | 0 | 1 | 1 | 1 | 0 | 1 | 0 | 0 | 1
PCEA | COVERD_2_RCKHY1 | PCE40003 | 2028 | 7 | 0.026784 | CONFIDENTIAL | CONFIDENTIAL | online |  | CONFIDENTIAL | CONFIDENTIAL | CAISO_Hydro | 1 | hydro | hydro_2028_7 | 73% | 1 | CONFIDENTIAL | CONFIDENTIAL | ok | physical | 1 | 0 | COVERD_2_RCKHY1_PCE40003_CONFIDENTIAL | 0 | 0 | 1 | 1 | 1 | 0 | 1 | 0 | 0 | 1
PCEA | COVERD_2_RCKHY1 | PCE40003 | 2028 | 8 | 0.001488 | CONFIDENTIAL | CONFIDENTIAL | online |  | CONFIDENTIAL | CONFIDENTIAL | CAISO_Hydro | 1 | hydro | hydro_2028_8 | 72% | 1 | CONFIDENTIAL | CONFIDENTIAL | ok | physical | 1 | 0 | COVERD_2_RCKHY1_PCE40003_CONFIDENTIAL | 0 | 0 | 1 | 1 | 1 | 0 | 1 | 0 | 0 | 1
PCEA | COVERD_2_RCKHY1 | PCE40003 | 2028 | 9 | 0.01296 | CONFIDENTIAL | CONFIDENTIAL | online |  | CONFIDENTIAL | CONFIDENTIAL | CAISO_Hydro | 1 | hydro | hydro_2028_9 | 71% | 1 | CONFIDENTIAL | CONFIDENTIAL | ok | physical | 1 | 0 | COVERD_2_RCKHY1_PCE40003_CONFIDENTIAL | 0 | 0 | 1 | 1 | 1 | 0 | 1 | 0 | 0 | 1
PCEA | COVERD_2_RCKHY1 | PCE40003 | 2028 | 10 | 0.038688 | CONFIDENTIAL | CONFIDENTIAL | online |  | CONFIDENTIAL | CONFIDENTIAL | CAISO_Hydro | 1 | hydro | hydro_2028_10 | 64% | 1 | CONFIDENTIAL | CONFIDENTIAL | ok | physical | 1 | 0 | COVERD_2_RCKHY1_PCE40003_CONFIDENTIAL | 0 | 0 | 1 | 1 | 1 | 0 | 1 | 0 | 0 | 1
PCEA | COVERD_2_RCKHY1 | PCE40003 | 2028 | 11 | 0.54432 | CONFIDENTIAL | CONFIDENTIAL | online |  | CONFIDENTIAL | CONFIDENTIAL | CAISO_Hydro | 1 | hydro | hydro_2028_11 | 56% | 1 | CONFIDENTIAL | CONFIDENTIAL | ok | physical | 1 | 0 | COVERD_2_RCKHY1_PCE40003_CONFIDENTIAL | 0 | 0 | 1 | 1 | 1 | 0 | 1 | 0 | 0 | 1
PCEA | COVERD_2_RCKHY1 | PCE40003 | 2028 | 12 | 0.75267 | CONFIDENTIAL | CONFIDENTIAL | online |  | CONFIDENTIAL | CONFIDENTIAL | CAISO_Hydro | 1 | hydro | hydro_2028_12 | 64% | 1 | CONFIDENTIAL | CONFIDENTIAL | ok | physical | 1 | 0 | COVERD_2_RCKHY1_PCE40003_CONFIDENTIAL | 0 | 0 | 1 | 1 | 1 | 0 | 1 | 0 | 0 | 1
PCEA | COVERD_2_RCKHY1 | PCE40003 | 2029 | 1 | 0.98208 | CONFIDENTIAL | CONFIDENTIAL | online |  | CONFIDENTIAL | CONFIDENTIAL | CAISO_Hydro | 1 | hydro | hydro_2029_1 | 60% | 1 | CONFIDENTIAL | CONFIDENTIAL | ok | physical | 1 | 0 | COVERD_2_RCKHY1_PCE40003_CONFIDENTIAL | 0 | 0 | 1 | 1 | 1 | 0 | 1 | 0 | 0 | 1
PCEA | COVERD_2_RCKHY1 | PCE40003 | 2029 | 2 | 1.1666 | CONFIDENTIAL | CONFIDENTIAL | online |  | CONFIDENTIAL | CONFIDENTIAL | CAISO_Hydro | 1 | hydro | hydro_2029_2 | 70% | 1 | CONFIDENTIAL | CONFIDENTIAL | ok | physical | 1 | 0 | COVERD_2_RCKHY1_PCE40003_CONFIDENTIAL | 0 | 0 | 1 | 1 | 1 | 0 | 1 | 0 | 0 | 1
PCEA | COVERD_2_RCKHY1 | PCE40003 | 2029 | 3 | 0.95678 | CONFIDENTIAL | CONFIDENTIAL | online |  | CONFIDENTIAL | CONFIDENTIAL | CAISO_Hydro | 1 | hydro | hydro_2029_3 | 73% | 1 | CONFIDENTIAL | CONFIDENTIAL | ok | physical | 1 | 0 | COVERD_2_RCKHY1_PCE40003_CONFIDENTIAL | 0 | 0 | 1 | 1 | 1 | 0 | 1 | 0 | 0 | 1
PCEA | COVERD_2_RCKHY1 | PCE40003 | 2029 | 4 | 0.62352 | CONFIDENTIAL | CONFIDENTIAL | online |  | CONFIDENTIAL | CONFIDENTIAL | CAISO_Hydro | 1 | hydro | hydro_2029_4 | 72% | 1 | CONFIDENTIAL | CONFIDENTIAL | ok | physical | 1 | 0 | COVERD_2_RCKHY1_PCE40003_CONFIDENTIAL | 0 | 0 | 1 | 1 | 1 | 0 | 1 | 0 | 0 | 1
PCEA | COVERD_2_RCKHY1 | PCE40003 | 2029 | 5 | 0.40474 | CONFIDENTIAL | CONFIDENTIAL | online |  | CONFIDENTIAL | CONFIDENTIAL | CAISO_Hydro | 1 | hydro | hydro_2029_5 | 69% | 1 | CONFIDENTIAL | CONFIDENTIAL | ok | physical | 1 | 0 | COVERD_2_RCKHY1_PCE40003_CONFIDENTIAL | 0 | 0 | 1 | 1 | 1 | 0 | 1 | 0 | 0 | 1
PCEA | COVERD_2_RCKHY1 | PCE40003 | 2029 | 6 | 0.10512 | CONFIDENTIAL | CONFIDENTIAL | online |  | CONFIDENTIAL | CONFIDENTIAL | CAISO_Hydro | 1 | hydro | hydro_2029_6 | 74% | 1 | CONFIDENTIAL | CONFIDENTIAL | ok | physical | 1 | 0 | COVERD_2_RCKHY1_PCE40003_CONFIDENTIAL | 0 | 0 | 1 | 1 | 1 | 0 | 1 | 0 | 0 | 1
PCEA | COVERD_2_RCKHY1 | PCE40003 | 2029 | 7 | 0.026784 | CONFIDENTIAL | CONFIDENTIAL | online |  | CONFIDENTIAL | CONFIDENTIAL | CAISO_Hydro | 1 | hydro | hydro_2029_7 | 73% | 1 | CONFIDENTIAL | CONFIDENTIAL | ok | physical | 1 | 0 | COVERD_2_RCKHY1_PCE40003_CONFIDENTIAL | 0 | 0 | 1 | 1 | 1 | 0 | 1 | 0 | 0 | 1
PCEA | COVERD_2_RCKHY1 | PCE40003 | 2029 | 8 | 0.001488 | CONFIDENTIAL | CONFIDENTIAL | online |  | CONFIDENTIAL | CONFIDENTIAL | CAISO_Hydro | 1 | hydro | hydro_2029_8 | 72% | 1 | CONFIDENTIAL | CONFIDENTIAL | ok | physical | 1 | 0 | COVERD_2_RCKHY1_PCE40003_CONFIDENTIAL | 0 | 0 | 1 | 1 | 1 | 0 | 1 | 0 | 0 | 1
PCEA | COVERD_2_RCKHY1 | PCE40003 | 2029 | 9 | 0.01296 | CONFIDENTIAL | CONFIDENTIAL | online |  | CONFIDENTIAL | CONFIDENTIAL | CAISO_Hydro | 1 | hydro | hydro_2029_9 | 71% | 1 | CONFIDENTIAL | CONFIDENTIAL | ok | physical | 1 | 0 | COVERD_2_RCKHY1_PCE40003_CONFIDENTIAL | 0 | 0 | 1 | 1 | 1 | 0 | 1 | 0 | 0 | 1
PCEA | COVERD_2_RCKHY1 | PCE40003 | 2029 | 10 | 0.038688 | CONFIDENTIAL | CONFIDENTIAL | online |  | CONFIDENTIAL | CONFIDENTIAL | CAISO_Hydro | 1 | hydro | hydro_2029_10 | 64% | 1 | CONFIDENTIAL | CONFIDENTIAL | ok | physical | 1 | 0 | COVERD_2_RCKHY1_PCE40003_CONFIDENTIAL | 0 | 0 | 1 | 1 | 1 | 0 | 1 | 0 | 0 | 1
PCEA | COVERD_2_RCKHY1 | PCE40003 | 2029 | 11 | 0.54432 | CONFIDENTIAL | CONFIDENTIAL | online |  | CONFIDENTIAL | CONFIDENTIAL | CAISO_Hydro | 1 | hydro | hydro_2029_11 | 56% | 1 | CONFIDENTIAL | CONFIDENTIAL | ok | physical | 1 | 0 | COVERD_2_RCKHY1_PCE40003_CONFIDENTIAL | 0 | 0 | 1 | 1 | 1 | 0 | 1 | 0 | 0 | 1
PCEA | COVERD_2_RCKHY1 | PCE40003 | 2029 | 12 | 0.75267 | CONFIDENTIAL | CONFIDENTIAL | online |  | CONFIDENTIAL | CONFIDENTIAL | CAISO_Hydro | 1 | hydro | hydro_2029_12 | 64% | 1 | CONFIDENTIAL | CONFIDENTIAL | ok | physical | 1 | 0 | COVERD_2_RCKHY1_PCE40003_CONFIDENTIAL | 0 | 0 | 1 | 1 | 1 | 0 | 1 | 0 | 0 | 1
PCEA | COVERD_2_RCKHY1 | PCE40003 | 2030 | 1 | 0.98208 | CONFIDENTIAL | CONFIDENTIAL | online |  | CONFIDENTIAL | CONFIDENTIAL | CAISO_Hydro | 1 | hydro | hydro_2030_1 | 60% | 1 | CONFIDENTIAL | CONFIDENTIAL | ok | physical | 1 | 0 | COVERD_2_RCKHY1_PCE40003_CONFIDENTIAL | 0 | 0 | 1 | 1 | 1 | 0 | 1 | 0 | 0 | 1
PCEA | COVERD_2_RCKHY1 | PCE40003 | 2030 | 2 | 1.1666 | CONFIDENTIAL | CONFIDENTIAL | online |  | CONFIDENTIAL | CONFIDENTIAL | CAISO_Hydro | 1 | hydro | hydro_2030_2 | 70% | 1 | CONFIDENTIAL | CONFIDENTIAL | ok | physical | 1 | 0 | COVERD_2_RCKHY1_PCE40003_CONFIDENTIAL | 0 | 0 | 1 | 1 | 1 | 0 | 1 | 0 | 0 | 1
PCEA | COVERD_2_RCKHY1 | PCE40003 | 2030 | 3 | 0.95678 | CONFIDENTIAL | CONFIDENTIAL | online |  | CONFIDENTIAL | CONFIDENTIAL | CAISO_Hydro | 1 | hydro | hydro_2030_3 | 73% | 1 | CONFIDENTIAL | CONFIDENTIAL | ok | physical | 1 | 0 | COVERD_2_RCKHY1_PCE40003_CONFIDENTIAL | 0 | 0 | 1 | 1 | 1 | 0 | 1 | 0 | 0 | 1
PCEA | COVERD_2_RCKHY1 | PCE40003 | 2030 | 4 | 0.62352 | CONFIDENTIAL | CONFIDENTIAL | online |  | CONFIDENTIAL | CONFIDENTIAL | CAISO_Hydro | 1 | hydro | hydro_2030_4 | 72% | 1 | CONFIDENTIAL | CONFIDENTIAL | ok | physical | 1 | 0 | COVERD_2_RCKHY1_PCE40003_CONFIDENTIAL | 0 | 0 | 1 | 1 | 1 | 0 | 1 | 0 | 0 | 1
PCEA | COVERD_2_RCKHY1 | PCE40003 | 2030 | 5 | 0.40474 | CONFIDENTIAL | CONFIDENTIAL | online |  | CONFIDENTIAL | CONFIDENTIAL | CAISO_Hydro | 1 | hydro | hydro_2030_5 | 69% | 1 | CONFIDENTIAL | CONFIDENTIAL | ok | physical | 1 | 0 | COVERD_2_RCKHY1_PCE40003_CONFIDENTIAL | 0 | 0 | 1 | 1 | 1 | 0 | 1 | 0 | 0 | 1
PCEA | COVERD_2_RCKHY1 | PCE40003 | 2030 | 6 | 0.10512 | CONFIDENTIAL | CONFIDENTIAL | online |  | CONFIDENTIAL | CONFIDENTIAL | CAISO_Hydro | 1 | hydro | hydro_2030_6 | 74% | 1 | CONFIDENTIAL | CONFIDENTIAL | ok | physical | 1 | 0 | COVERD_2_RCKHY1_PCE40003_CONFIDENTIAL | 0 | 0 | 1 | 1 | 1 | 0 | 1 | 0 | 0 | 1
PCEA | COVERD_2_RCKHY1 | PCE40003 | 2030 | 7 | 0.026784 | CONFIDENTIAL | CONFIDENTIAL | online |  | CONFIDENTIAL | CONFIDENTIAL | CAISO_Hydro | 1 | hydro | hydro_2030_7 | 73% | 1 | CONFIDENTIAL | CONFIDENTIAL | ok | physical | 1 | 0 | COVERD_2_RCKHY1_PCE40003_CONFIDENTIAL | 0 | 0 | 1 | 1 | 1 | 0 | 1 | 0 | 0 | 1
PCEA | COVERD_2_RCKHY1 | PCE40003 | 2030 | 8 | 0.001488 | CONFIDENTIAL | CONFIDENTIAL | online |  | CONFIDENTIAL | CONFIDENTIAL | CAISO_Hydro | 1 | hydro | hydro_2030_8 | 72% | 1 | CONFIDENTIAL | CONFIDENTIAL | ok | physical | 1 | 0 | COVERD_2_RCKHY1_PCE40003_CONFIDENTIAL | 0 | 0 | 1 | 1 | 1 | 0 | 1 | 0 | 0 | 1
PCEA | COVERD_2_RCKHY1 | PCE40003 | 2030 | 9 | 0.01296 | CONFIDENTIAL | CONFIDENTIAL | online |  | CONFIDENTIAL | CONFIDENTIAL | CAISO_Hydro | 1 | hydro | hydro_2030_9 | 71% | 1 | CONFIDENTIAL | CONFIDENTIAL | ok | physical | 1 | 0 | COVERD_2_RCKHY1_PCE40003_CONFIDENTIAL | 0 | 0 | 1 | 1 | 1 | 0 | 1 | 0 | 0 | 1
PCEA | COVERD_2_RCKHY1 | PCE40003 | 2030 | 10 | 0.038688 | CONFIDENTIAL | CONFIDENTIAL | online |  | CONFIDENTIAL | CONFIDENTIAL | CAISO_Hydro | 1 | hydro | hydro_2030_10 | 64% | 1 | CONFIDENTIAL | CONFIDENTIAL | ok | physical | 1 | 0 | COVERD_2_RCKHY1_PCE40003_CONFIDENTIAL | 0 | 0 | 1 | 1 | 1 | 0 | 1 | 0 | 0 | 1
PCEA | COVERD_2_RCKHY1 | PCE40003 | 2030 | 11 | 0.54432 | CONFIDENTIAL | CONFIDENTIAL | online |  | CONFIDENTIAL | CONFIDENTIAL | CAISO_Hydro | 1 | hydro | hydro_2030_11 | 56% | 1 | CONFIDENTIAL | CONFIDENTIAL | ok | physical | 1 | 0 | COVERD_2_RCKHY1_PCE40003_CONFIDENTIAL | 0 | 0 | 1 | 1 | 1 | 0 | 1 | 0 | 0 | 1
PCEA | COVERD_2_RCKHY1 | PCE40003 | 2030 | 12 | 0.75267 | CONFIDENTIAL | CONFIDENTIAL | online |  | CONFIDENTIAL | CONFIDENTIAL | CAISO_Hydro | 1 | hydro | hydro_2030_12 | 64% | 1 | CONFIDENTIAL | CONFIDENTIAL | ok | physical | 1 | 0 | COVERD_2_RCKHY1_PCE40003_CONFIDENTIAL | 0 | 0 | 1 | 1 | 1 | 0 | 1 | 0 | 0 | 1
PCEA | WNDMAS_2_UNIT 1 | PCE70001 | 2020 | 1 | 1.5243 | CONFIDENTIAL | CONFIDENTIAL | online |  | CONFIDENTIAL | CONFIDENTIAL | CAISO_Wind | 1 | wind_low_cf | wind_low_cf_2020_1 | 14% | 1 | CONFIDENTIAL | CONFIDENTIAL | ok | physical | 1 | 0 | WNDMAS_2_UNIT 1_PCE70001_CONFIDENTIAL | 1 | 5 | 1 | 1 | 1 | 0 | 1 | 0 | 0 | 1
PCEA | WNDMAS_2_UNIT 1 | PCE70001 | 2020 | 2 | 4.2092 | CONFIDENTIAL | CONFIDENTIAL | online |  | CONFIDENTIAL | CONFIDENTIAL | CAISO_Wind | 1 | wind_low_cf | wind_low_cf_2020_2 | 12% | 1 | CONFIDENTIAL | CONFIDENTIAL | ok | physical | 1 | 0 | WNDMAS_2_UNIT 1_PCE70001_CONFIDENTIAL | 0 | 0 | 1 | 1 | 1 | 0 | 1 | 0 | 0 | 1
PCEA | WNDMAS_2_UNIT 1 | PCE70001 | 2020 | 3 | 4.9075 | CONFIDENTIAL | CONFIDENTIAL | online |  | CONFIDENTIAL | CONFIDENTIAL | CAISO_Wind | 1 | wind_low_cf | wind_low_cf_2020_3 | 28% | 1 | CONFIDENTIAL | CONFIDENTIAL | ok | physical | 1 | 0 | WNDMAS_2_UNIT 1_PCE70001_CONFIDENTIAL | 0 | 0 | 1 | 1 | 1 | 0 | 1 | 0 | 0 | 1
PCEA | WNDMAS_2_UNIT 1 | PCE70001 | 2020 | 4 | 8.1122 | CONFIDENTIAL | CONFIDENTIAL | online |  | CONFIDENTIAL | CONFIDENTIAL | CAISO_Wind | 1 | wind_low_cf | wind_low_cf_2020_4 | 25% | 1 | CONFIDENTIAL | CONFIDENTIAL | ok | physical | 1 | 0 | WNDMAS_2_UNIT 1_PCE70001_CONFIDENTIAL | 0 | 0 | 1 | 1 | 1 | 0 | 1 | 0 | 0 | 1
PCEA | WNDMAS_2_UNIT 1 | PCE70001 | 2020 | 5 | 14.5365 | CONFIDENTIAL | CONFIDENTIAL | online |  | CONFIDENTIAL | CONFIDENTIAL | CAISO_Wind | 1 | wind_low_cf | wind_low_cf_2020_5 | 25% | 1 | CONFIDENTIAL | CONFIDENTIAL | ok | physical | 1 | 0 | WNDMAS_2_UNIT 1_PCE70001_CONFIDENTIAL | 0 | 0 | 1 | 1 | 1 | 0 | 1 | 0 | 0 | 1
PCEA | WNDMAS_2_UNIT 1 | PCE70001 | 2020 | 6 | 12.4773 | CONFIDENTIAL | CONFIDENTIAL | online |  | CONFIDENTIAL | CONFIDENTIAL | CAISO_Wind | 1 | wind_low_cf | wind_low_cf_2020_6 | 33% | 1 | CONFIDENTIAL | CONFIDENTIAL | ok | physical | 1 | 0 | WNDMAS_2_UNIT 1_PCE70001_CONFIDENTIAL | 0 | 0 | 1 | 1 | 1 | 0 | 1 | 0 | 0 | 1
PCEA | WNDMAS_2_UNIT 1 | PCE70001 | 2020 | 7 | 14.0689 | CONFIDENTIAL | CONFIDENTIAL | online |  | CONFIDENTIAL | CONFIDENTIAL | CAISO_Wind | 1 | wind_low_cf | wind_low_cf_2020_7 | 23% | 1 | CONFIDENTIAL | CONFIDENTIAL | ok | physical | 1 | 0 | WNDMAS_2_UNIT 1_PCE70001_CONFIDENTIAL | 0 | 0 | 1 | 1 | 1 | 0 | 1 | 0 | 0 | 1
PCEA | WNDMAS_2_UNIT 1 | PCE70001 | 2020 | 8 | 13.7567 | CONFIDENTIAL | CONFIDENTIAL | online |  | CONFIDENTIAL | CONFIDENTIAL | CAISO_Wind | 1 | wind_low_cf | wind_low_cf_2020_8 | 21% | 1 | CONFIDENTIAL | CONFIDENTIAL | ok | physical | 1 | 0 | WNDMAS_2_UNIT 1_PCE70001_CONFIDENTIAL | 0 | 0 | 1 | 1 | 1 | 0 | 1 | 0 | 0 | 1
PCEA | WNDMAS_2_UNIT 1 | PCE70001 | 2020 | 9 | 8.4428 | CONFIDENTIAL | CONFIDENTIAL | online |  | CONFIDENTIAL | CONFIDENTIAL | CAISO_Wind | 1 | wind_low_cf | wind_low_cf_2020_9 | 15% | 1 | CONFIDENTIAL | CONFIDENTIAL | ok | physical | 1 | 0 | WNDMAS_2_UNIT 1_PCE70001_CONFIDENTIAL | 0 | 0 | 1 | 1 | 1 | 0 | 1 | 0 | 0 | 1
PCEA | WNDMAS_2_UNIT 1 | PCE70001 | 2020 | 10 | 4.3185 | CONFIDENTIAL | CONFIDENTIAL | online |  | CONFIDENTIAL | CONFIDENTIAL | CAISO_Wind | 1 | wind_low_cf | wind_low_cf_2020_10 | 8% | 1 | CONFIDENTIAL | CONFIDENTIAL | ok | physical | 1 | 0 | WNDMAS_2_UNIT 1_PCE70001_CONFIDENTIAL | 0 | 0 | 1 | 1 | 1 | 0 | 1 | 0 | 0 | 1
PCEA | WNDMAS_2_UNIT 1 | PCE70001 | 2020 | 11 | 1.938 | CONFIDENTIAL | CONFIDENTIAL | online |  | CONFIDENTIAL | CONFIDENTIAL | CAISO_Wind | 1 | wind_low_cf | wind_low_cf_2020_11 | 12% | 1 | CONFIDENTIAL | CONFIDENTIAL | ok | physical | 1 | 0 | WNDMAS_2_UNIT 1_PCE70001_CONFIDENTIAL | 0 | 0 | 1 | 1 | 1 | 0 | 1 | 0 | 0 | 1
PCEA | WNDMAS_2_UNIT 1 | PCE70001 | 2020 | 12 | 2.6141 | CONFIDENTIAL | CONFIDENTIAL | online |  | CONFIDENTIAL | CONFIDENTIAL | CAISO_Wind | 1 | wind_low_cf | wind_low_cf_2020_12 | 13% | 1 | CONFIDENTIAL | CONFIDENTIAL | ok | physical | 1 | 0 | WNDMAS_2_UNIT 1_PCE70001_CONFIDENTIAL | 0 | 0 | 1 | 1 | 1 | 0 | 1 | 0 | 0 | 1
PCEA | WNDMAS_2_UNIT 1 | PCE70001 | 2021 | 1 | 1.5243 | CONFIDENTIAL | CONFIDENTIAL | online |  | CONFIDENTIAL | CONFIDENTIAL | CAISO_Wind | 1 | wind_low_cf | wind_low_cf_2021_1 | 14% | 1 | CONFIDENTIAL | CONFIDENTIAL | ok | physical | 1 | 0 | WNDMAS_2_UNIT 1_PCE70001_CONFIDENTIAL | 0 | 0 | 1 | 1 | 1 | 0 | 1 | 0 | 0 | 1
PCEA | WNDMAS_2_UNIT 1 | PCE70001 | 2021 | 2 | 4.2092 | CONFIDENTIAL | CONFIDENTIAL | online |  | CONFIDENTIAL | CONFIDENTIAL | CAISO_Wind | 1 | wind_low_cf | wind_low_cf_2021_2 | 12% | 1 | CONFIDENTIAL | CONFIDENTIAL | ok | physical | 1 | 0 | WNDMAS_2_UNIT 1_PCE70001_CONFIDENTIAL | 0 | 0 | 1 | 1 | 1 | 0 | 1 | 0 | 0 | 1
PCEA | WNDMAS_2_UNIT 1 | PCE70001 | 2021 | 3 | 4.9075 | CONFIDENTIAL | CONFIDENTIAL | online |  | CONFIDENTIAL | CONFIDENTIAL | CAISO_Wind | 1 | wind_low_cf | wind_low_cf_2021_3 | 28% | 1 | CONFIDENTIAL | CONFIDENTIAL | ok | physical | 1 | 0 | WNDMAS_2_UNIT 1_PCE70001_CONFIDENTIAL | 0 | 0 | 1 | 1 | 1 | 0 | 1 | 0 | 0 | 1
PCEA | WNDMAS_2_UNIT 1 | PCE70001 | 2021 | 4 | 8.1122 | CONFIDENTIAL | CONFIDENTIAL | online |  | CONFIDENTIAL | CONFIDENTIAL | CAISO_Wind | 1 | wind_low_cf | wind_low_cf_2021_4 | 25% | 1 | CONFIDENTIAL | CONFIDENTIAL | ok | physical | 1 | 0 | WNDMAS_2_UNIT 1_PCE70001_CONFIDENTIAL | 0 | 0 | 1 | 1 | 1 | 0 | 1 | 0 | 0 | 1
PCEA | WNDMAS_2_UNIT 1 | PCE70001 | 2021 | 5 | 14.5365 | CONFIDENTIAL | CONFIDENTIAL | online |  | CONFIDENTIAL | CONFIDENTIAL | CAISO_Wind | 1 | wind_low_cf | wind_low_cf_2021_5 | 25% | 1 | CONFIDENTIAL | CONFIDENTIAL | ok | physical | 1 | 0 | WNDMAS_2_UNIT 1_PCE70001_CONFIDENTIAL | 0 | 0 | 1 | 1 | 1 | 0 | 1 | 0 | 0 | 1
PCEA | WNDMAS_2_UNIT 1 | PCE70001 | 2021 | 6 | 12.4773 | CONFIDENTIAL | CONFIDENTIAL | online |  | CONFIDENTIAL | CONFIDENTIAL | CAISO_Wind | 1 | wind_low_cf | wind_low_cf_2021_6 | 33% | 1 | CONFIDENTIAL | CONFIDENTIAL | ok | physical | 1 | 0 | WNDMAS_2_UNIT 1_PCE70001_CONFIDENTIAL | 0 | 0 | 1 | 1 | 1 | 0 | 1 | 0 | 0 | 1
PCEA | WNDMAS_2_UNIT 1 | PCE70001 | 2021 | 7 | 14.0689 | CONFIDENTIAL | CONFIDENTIAL | online |  | CONFIDENTIAL | CONFIDENTIAL | CAISO_Wind | 1 | wind_low_cf | wind_low_cf_2021_7 | 23% | 1 | CONFIDENTIAL | CONFIDENTIAL | ok | physical | 1 | 0 | WNDMAS_2_UNIT 1_PCE70001_CONFIDENTIAL | 0 | 0 | 1 | 1 | 1 | 0 | 1 | 0 | 0 | 1
PCEA | WNDMAS_2_UNIT 1 | PCE70001 | 2021 | 8 | 13.7567 | CONFIDENTIAL | CONFIDENTIAL | online |  | CONFIDENTIAL | CONFIDENTIAL | CAISO_Wind | 1 | wind_low_cf | wind_low_cf_2021_8 | 21% | 1 | CONFIDENTIAL | CONFIDENTIAL | ok | physical | 1 | 0 | WNDMAS_2_UNIT 1_PCE70001_CONFIDENTIAL | 0 | 0 | 1 | 1 | 1 | 0 | 1 | 0 | 0 | 1
PCEA | WNDMAS_2_UNIT 1 | PCE70001 | 2021 | 9 | 8.4428 | CONFIDENTIAL | CONFIDENTIAL | online |  | CONFIDENTIAL | CONFIDENTIAL | CAISO_Wind | 1 | wind_low_cf | wind_low_cf_2021_9 | 15% | 1 | CONFIDENTIAL | CONFIDENTIAL | ok | physical | 1 | 0 | WNDMAS_2_UNIT 1_PCE70001_CONFIDENTIAL | 0 | 0 | 1 | 1 | 1 | 0 | 1 | 0 | 0 | 1
PCEA | WNDMAS_2_UNIT 1 | PCE70001 | 2021 | 10 | 4.3185 | CONFIDENTIAL | CONFIDENTIAL | online |  | CONFIDENTIAL | CONFIDENTIAL | CAISO_Wind | 1 | wind_low_cf | wind_low_cf_2021_10 | 8% | 1 | CONFIDENTIAL | CONFIDENTIAL | ok | physical | 1 | 0 | WNDMAS_2_UNIT 1_PCE70001_CONFIDENTIAL | 0 | 0 | 1 | 1 | 1 | 0 | 1 | 0 | 0 | 1
PCEA | WNDMAS_2_UNIT 1 | PCE70001 | 2021 | 11 | 1.938 | CONFIDENTIAL | CONFIDENTIAL | online |  | CONFIDENTIAL | CONFIDENTIAL | CAISO_Wind | 1 | wind_low_cf | wind_low_cf_2021_11 | 12% | 1 | CONFIDENTIAL | CONFIDENTIAL | ok | physical | 1 | 0 | WNDMAS_2_UNIT 1_PCE70001_CONFIDENTIAL | 0 | 0 | 1 | 1 | 1 | 0 | 1 | 0 | 0 | 1
PCEA | WNDMAS_2_UNIT 1 | PCE70001 | 2021 | 12 | 2.6141 | CONFIDENTIAL | CONFIDENTIAL | online |  | CONFIDENTIAL | CONFIDENTIAL | CAISO_Wind | 1 | wind_low_cf | wind_low_cf_2021_12 | 13% | 1 | CONFIDENTIAL | CONFIDENTIAL | ok | physical | 1 | 0 | WNDMAS_2_UNIT 1_PCE70001_CONFIDENTIAL | 0 | 0 | 1 | 1 | 1 | 0 | 1 | 0 | 0 | 1
PCEA | WNDMAS_2_UNIT 1 | PCE70001 | 2022 | 1 | 1.5243 | CONFIDENTIAL | CONFIDENTIAL | online |  | CONFIDENTIAL | CONFIDENTIAL | CAISO_Wind | 1 | wind_low_cf | wind_low_cf_2022_1 | 14% | 1 | CONFIDENTIAL | CONFIDENTIAL | ok | physical | 1 | 0 | WNDMAS_2_UNIT 1_PCE70001_CONFIDENTIAL | 0 | 0 | 1 | 1 | 1 | 0 | 1 | 0 | 0 | 1
PCEA | WNDMAS_2_UNIT 1 | PCE70001 | 2022 | 2 | 4.2092 | CONFIDENTIAL | CONFIDENTIAL | online |  | CONFIDENTIAL | CONFIDENTIAL | CAISO_Wind | 1 | wind_low_cf | wind_low_cf_2022_2 | 12% | 1 | CONFIDENTIAL | CONFIDENTIAL | ok | physical | 1 | 0 | WNDMAS_2_UNIT 1_PCE70001_CONFIDENTIAL | 0 | 0 | 1 | 1 | 1 | 0 | 1 | 0 | 0 | 1
PCEA | WNDMAS_2_UNIT 1 | PCE70001 | 2022 | 3 | 4.9075 | CONFIDENTIAL | CONFIDENTIAL | online |  | CONFIDENTIAL | CONFIDENTIAL | CAISO_Wind | 1 | wind_low_cf | wind_low_cf_2022_3 | 28% | 1 | CONFIDENTIAL | CONFIDENTIAL | ok | physical | 1 | 0 | WNDMAS_2_UNIT 1_PCE70001_CONFIDENTIAL | 0 | 0 | 1 | 1 | 1 | 0 | 1 | 0 | 0 | 1
PCEA | WNDMAS_2_UNIT 1 | PCE70001 | 2022 | 4 | 8.1122 | CONFIDENTIAL | CONFIDENTIAL | online |  | CONFIDENTIAL | CONFIDENTIAL | CAISO_Wind | 1 | wind_low_cf | wind_low_cf_2022_4 | 25% | 1 | CONFIDENTIAL | CONFIDENTIAL | ok | physical | 1 | 0 | WNDMAS_2_UNIT 1_PCE70001_CONFIDENTIAL | 0 | 0 | 1 | 1 | 1 | 0 | 1 | 0 | 0 | 1
PCEA | BRDSLD_2_SHILO1 | PCE70003 | 2020 | 1 | 0.6439 | CONFIDENTIAL | CONFIDENTIAL | online |  | CONFIDENTIAL | CONFIDENTIAL | CAISO_Wind | 1 | wind_low_cf | wind_low_cf_2020_1 | 14% | 1 | CONFIDENTIAL | CONFIDENTIAL | ok | physical | 1 | 0 | BRDSLD_2_SHILO1_PCE70003_CONFIDENTIAL | 1 | 6 | 1 | 1 | 1 | 0 | 1 | 0 | 0 | 1
PCEA | BRDSLD_2_SHILO1 | PCE70003 | 2020 | 2 | 2.9682 | CONFIDENTIAL | CONFIDENTIAL | online |  | CONFIDENTIAL | CONFIDENTIAL | CAISO_Wind | 1 | wind_low_cf | wind_low_cf_2020_2 | 12% | 1 | CONFIDENTIAL | CONFIDENTIAL | ok | physical | 1 | 0 | BRDSLD_2_SHILO1_PCE70003_CONFIDENTIAL | 0 | 0 | 1 | 1 | 1 | 0 | 1 | 0 | 0 | 1
PCEA | BRDSLD_2_SHILO1 | PCE70003 | 2020 | 3 | 2.8396 | CONFIDENTIAL | CONFIDENTIAL | online |  | CONFIDENTIAL | CONFIDENTIAL | CAISO_Wind | 1 | wind_low_cf | wind_low_cf_2020_3 | 28% | 1 | CONFIDENTIAL | CONFIDENTIAL | ok | physical | 1 | 0 | BRDSLD_2_SHILO1_PCE70003_CONFIDENTIAL | 0 | 0 | 1 | 1 | 1 | 0 | 1 | 0 | 0 | 1
PCEA | BRDSLD_2_SHILO1 | PCE70003 | 2020 | 4 | 6.5765 | CONFIDENTIAL | CONFIDENTIAL | online |  | CONFIDENTIAL | CONFIDENTIAL | CAISO_Wind | 1 | wind_low_cf | wind_low_cf_2020_4 | 25% | 1 | CONFIDENTIAL | CONFIDENTIAL | ok | physical | 1 | 0 | BRDSLD_2_SHILO1_PCE70003_CONFIDENTIAL | 0 | 0 | 1 | 1 | 1 | 0 | 1 | 0 | 0 | 1
PCEA | BRDSLD_2_SHILO1 | PCE70003 | 2020 | 5 | 10.7725 | CONFIDENTIAL | CONFIDENTIAL | online |  | CONFIDENTIAL | CONFIDENTIAL | CAISO_Wind | 1 | wind_low_cf | wind_low_cf_2020_5 | 25% | 1 | CONFIDENTIAL | CONFIDENTIAL | ok | physical | 1 | 0 | BRDSLD_2_SHILO1_PCE70003_CONFIDENTIAL | 0 | 0 | 1 | 1 | 1 | 0 | 1 | 0 | 0 | 1
PCEA | BRDSLD_2_SHILO1 | PCE70003 | 2020 | 6 | 9.5704 | CONFIDENTIAL | CONFIDENTIAL | online |  | CONFIDENTIAL | CONFIDENTIAL | CAISO_Wind | 1 | wind_low_cf | wind_low_cf_2020_6 | 33% | 1 | CONFIDENTIAL | CONFIDENTIAL | ok | physical | 1 | 0 | BRDSLD_2_SHILO1_PCE70003_CONFIDENTIAL | 0 | 0 | 1 | 1 | 1 | 0 | 1 | 0 | 0 | 1
PCEA | BRDSLD_2_SHILO1 | PCE70003 | 2020 | 7 | 11.4716 | CONFIDENTIAL | CONFIDENTIAL | online |  | CONFIDENTIAL | CONFIDENTIAL | CAISO_Wind | 1 | wind_low_cf | wind_low_cf_2020_7 | 23% | 1 | CONFIDENTIAL | CONFIDENTIAL | ok | physical | 1 | 0 | BRDSLD_2_SHILO1_PCE70003_CONFIDENTIAL | 0 | 0 | 1 | 1 | 1 | 0 | 1 | 0 | 0 | 1
PCEA | BRDSLD_2_SHILO1 | PCE70003 | 2020 | 8 | 10.0909 | CONFIDENTIAL | CONFIDENTIAL | online |  | CONFIDENTIAL | CONFIDENTIAL | CAISO_Wind | 1 | wind_low_cf | wind_low_cf_2020_8 | 21% | 1 | CONFIDENTIAL | CONFIDENTIAL | ok | physical | 1 | 0 | BRDSLD_2_SHILO1_PCE70003_CONFIDENTIAL | 0 | 0 | 1 | 1 | 1 | 0 | 1 | 0 | 0 | 1
PCEA | BRDSLD_2_SHILO1 | PCE70003 | 2020 | 9 | 5.4801 | CONFIDENTIAL | CONFIDENTIAL | online |  | CONFIDENTIAL | CONFIDENTIAL | CAISO_Wind | 1 | wind_low_cf | wind_low_cf_2020_9 | 15% | 1 | CONFIDENTIAL | CONFIDENTIAL | ok | physical | 1 | 0 | BRDSLD_2_SHILO1_PCE70003_CONFIDENTIAL | 0 | 0 | 1 | 1 | 1 | 0 | 1 | 0 | 0 | 1
PCEA | BRDSLD_2_SHILO1 | PCE70003 | 2020 | 10 | 3.4189 | CONFIDENTIAL | CONFIDENTIAL | online |  | CONFIDENTIAL | CONFIDENTIAL | CAISO_Wind | 1 | wind_low_cf | wind_low_cf_2020_10 | 8% | 1 | CONFIDENTIAL | CONFIDENTIAL | ok | physical | 1 | 0 | BRDSLD_2_SHILO1_PCE70003_CONFIDENTIAL | 0 | 0 | 1 | 1 | 1 | 0 | 1 | 0 | 0 | 1
PCEA | BRDSLD_2_SHILO1 | PCE70003 | 2020 | 11 | 2.8171 | CONFIDENTIAL | CONFIDENTIAL | online |  | CONFIDENTIAL | CONFIDENTIAL | CAISO_Wind | 1 | wind_low_cf | wind_low_cf_2020_11 | 12% | 1 | CONFIDENTIAL | CONFIDENTIAL | ok | physical | 1 | 0 | BRDSLD_2_SHILO1_PCE70003_CONFIDENTIAL | 0 | 0 | 1 | 1 | 1 | 0 | 1 | 0 | 0 | 1
PCEA | BRDSLD_2_SHILO1 | PCE70003 | 2020 | 12 | 3.095 | CONFIDENTIAL | CONFIDENTIAL | online |  | CONFIDENTIAL | CONFIDENTIAL | CAISO_Wind | 1 | wind_low_cf | wind_low_cf_2020_12 | 13% | 1 | CONFIDENTIAL | CONFIDENTIAL | ok | physical | 1 | 0 | BRDSLD_2_SHILO1_PCE70003_CONFIDENTIAL | 0 | 0 | 1 | 1 | 1 | 0 | 1 | 0 | 0 | 1
PCEA | BRDSLD_2_SHILO1 | PCE70003 | 2021 | 1 | 0.6439 | CONFIDENTIAL | CONFIDENTIAL | online |  | CONFIDENTIAL | CONFIDENTIAL | CAISO_Wind | 1 | wind_low_cf | wind_low_cf_2021_1 | 14% | 1 | CONFIDENTIAL | CONFIDENTIAL | ok | physical | 1 | 0 | BRDSLD_2_SHILO1_PCE70003_CONFIDENTIAL | 0 | 0 | 1 | 1 | 1 | 0 | 1 | 0 | 0 | 1
PCEA | BRDSLD_2_SHILO1 | PCE70003 | 2021 | 2 | 2.9682 | CONFIDENTIAL | CONFIDENTIAL | online |  | CONFIDENTIAL | CONFIDENTIAL | CAISO_Wind | 1 | wind_low_cf | wind_low_cf_2021_2 | 12% | 1 | CONFIDENTIAL | CONFIDENTIAL | ok | physical | 1 | 0 | BRDSLD_2_SHILO1_PCE70003_CONFIDENTIAL | 0 | 0 | 1 | 1 | 1 | 0 | 1 | 0 | 0 | 1
PCEA | BRDSLD_2_SHILO1 | PCE70003 | 2021 | 3 | 2.8396 | CONFIDENTIAL | CONFIDENTIAL | online |  | CONFIDENTIAL | CONFIDENTIAL | CAISO_Wind | 1 | wind_low_cf | wind_low_cf_2021_3 | 28% | 1 | CONFIDENTIAL | CONFIDENTIAL | ok | physical | 1 | 0 | BRDSLD_2_SHILO1_PCE70003_CONFIDENTIAL | 0 | 0 | 1 | 1 | 1 | 0 | 1 | 0 | 0 | 1
PCEA | BRDSLD_2_SHILO1 | PCE70003 | 2021 | 4 | 6.5765 | CONFIDENTIAL | CONFIDENTIAL | online |  | CONFIDENTIAL | CONFIDENTIAL | CAISO_Wind | 1 | wind_low_cf | wind_low_cf_2021_4 | 25% | 1 | CONFIDENTIAL | CONFIDENTIAL | ok | physical | 1 | 0 | BRDSLD_2_SHILO1_PCE70003_CONFIDENTIAL | 0 | 0 | 1 | 1 | 1 | 0 | 1 | 0 | 0 | 1
PCEA | BRDSLD_2_SHILO1 | PCE70003 | 2021 | 5 | 10.7725 | CONFIDENTIAL | CONFIDENTIAL | online |  | CONFIDENTIAL | CONFIDENTIAL | CAISO_Wind | 1 | wind_low_cf | wind_low_cf_2021_5 | 25% | 1 | CONFIDENTIAL | CONFIDENTIAL | ok | physical | 1 | 0 | BRDSLD_2_SHILO1_PCE70003_CONFIDENTIAL | 0 | 0 | 1 | 1 | 1 | 0 | 1 | 0 | 0 | 1
PCEA | BRDSLD_2_SHILO1 | PCE70003 | 2021 | 6 | 19.1409 | CONFIDENTIAL | CONFIDENTIAL | online |  | CONFIDENTIAL | CONFIDENTIAL | CAISO_Wind | 1 | wind_low_cf | wind_low_cf_2021_6 | 33% | 1 | CONFIDENTIAL | CONFIDENTIAL | ok | physical | 1 | 0 | BRDSLD_2_SHILO1_PCE70003_CONFIDENTIAL | 0 | 0 | 1 | 1 | 1 | 0 | 1 | 0 | 0 | 1
PCEA | BRDSLD_2_SHILO1 | PCE70003 | 2021 | 7 | 57.3581 | CONFIDENTIAL | CONFIDENTIAL | online |  | CONFIDENTIAL | CONFIDENTIAL | CAISO_Wind | 1 | wind_low_cf | wind_low_cf_2021_7 | 23% | 1 | CONFIDENTIAL | CONFIDENTIAL | ok | physical | 1 | 0 | BRDSLD_2_SHILO1_PCE70003_CONFIDENTIAL | 0 | 0 | 1 | 1 | 1 | 0 | 1 | 0 | 0 | 1
PCEA | BRDSLD_2_SHILO1 | PCE70003 | 2021 | 8 | 50.4547 | CONFIDENTIAL | CONFIDENTIAL | online |  | CONFIDENTIAL | CONFIDENTIAL | CAISO_Wind | 1 | wind_low_cf | wind_low_cf_2021_8 | 21% | 1 | CONFIDENTIAL | CONFIDENTIAL | ok | physical | 1 | 0 | BRDSLD_2_SHILO1_PCE70003_CONFIDENTIAL | 0 | 0 | 1 | 1 | 1 | 0 | 1 | 0 | 0 | 1
PCEA | BRDSLD_2_SHILO1 | PCE70003 | 2021 | 9 | 27.4005 | CONFIDENTIAL | CONFIDENTIAL | online |  | CONFIDENTIAL | CONFIDENTIAL | CAISO_Wind | 1 | wind_low_cf | wind_low_cf_2021_9 | 15% | 1 | CONFIDENTIAL | CONFIDENTIAL | ok | physical | 1 | 0 | BRDSLD_2_SHILO1_PCE70003_CONFIDENTIAL | 0 | 0 | 1 | 1 | 1 | 0 | 1 | 0 | 0 | 1
PCEA | BRDSLD_2_SHILO1 | PCE70003 | 2021 | 10 | 17.0944 | CONFIDENTIAL | CONFIDENTIAL | online |  | CONFIDENTIAL | CONFIDENTIAL | CAISO_Wind | 1 | wind_low_cf | wind_low_cf_2021_10 | 8% | 1 | CONFIDENTIAL | CONFIDENTIAL | ok | physical | 1 | 0 | BRDSLD_2_SHILO1_PCE70003_CONFIDENTIAL | 0 | 0 | 1 | 1 | 1 | 0 | 1 | 0 | 0 | 1
PCEA | BRDSLD_2_SHILO1 | PCE70003 | 2021 | 11 | 14.0853 | CONFIDENTIAL | CONFIDENTIAL | online |  | CONFIDENTIAL | CONFIDENTIAL | CAISO_Wind | 1 | wind_low_cf | wind_low_cf_2021_11 | 12% | 1 | CONFIDENTIAL | CONFIDENTIAL | ok | physical | 1 | 0 | BRDSLD_2_SHILO1_PCE70003_CONFIDENTIAL | 0 | 0 | 1 | 1 | 1 | 0 | 1 | 0 | 0 | 1
PCEA | BRDSLD_2_SHILO1 | PCE70003 | 2021 | 12 | 15.4749 | CONFIDENTIAL | CONFIDENTIAL | online |  | CONFIDENTIAL | CONFIDENTIAL | CAISO_Wind | 1 | wind_low_cf | wind_low_cf_2021_12 | 13% | 1 | CONFIDENTIAL | CONFIDENTIAL | ok | physical | 1 | 0 | BRDSLD_2_SHILO1_PCE70003_CONFIDENTIAL | 0 | 0 | 1 | 1 | 1 | 0 | 1 | 0 | 0 | 1
PCEA | BRDSLD_2_SHILO1 | PCE70003 | 2022 | 1 | 3.8634 | CONFIDENTIAL | CONFIDENTIAL | online |  | CONFIDENTIAL | CONFIDENTIAL | CAISO_Wind | 1 | wind_low_cf | wind_low_cf_2022_1 | 14% | 1 | CONFIDENTIAL | CONFIDENTIAL | ok | physical | 1 | 0 | BRDSLD_2_SHILO1_PCE70003_CONFIDENTIAL | 0 | 0 | 1 | 1 | 1 | 0 | 1 | 0 | 0 | 1
PCEA | BRDSLD_2_SHILO1 | PCE70003 | 2022 | 2 | 17.8089 | CONFIDENTIAL | CONFIDENTIAL | online |  | CONFIDENTIAL | CONFIDENTIAL | CAISO_Wind | 1 | wind_low_cf | wind_low_cf_2022_2 | 12% | 1 | CONFIDENTIAL | CONFIDENTIAL | ok | physical | 1 | 0 | BRDSLD_2_SHILO1_PCE70003_CONFIDENTIAL | 0 | 0 | 1 | 1 | 1 | 0 | 1 | 0 | 0 | 1
PCEA | BRDSLD_2_SHILO1 | PCE70003 | 2022 | 3 | 17.0376 | CONFIDENTIAL | CONFIDENTIAL | online |  | CONFIDENTIAL | CONFIDENTIAL | CAISO_Wind | 1 | wind_low_cf | wind_low_cf_2022_3 | 28% | 1 | CONFIDENTIAL | CONFIDENTIAL | ok | physical | 1 | 0 | BRDSLD_2_SHILO1_PCE70003_CONFIDENTIAL | 0 | 0 | 1 | 1 | 1 | 0 | 1 | 0 | 0 | 1
PCEA | BRDSLD_2_SHILO1 | PCE70003 | 2022 | 4 | 39.459 | CONFIDENTIAL | CONFIDENTIAL | online |  | CONFIDENTIAL | CONFIDENTIAL | CAISO_Wind | 1 | wind_low_cf | wind_low_cf_2022_4 | 25% | 1 | CONFIDENTIAL | CONFIDENTIAL | ok | physical | 1 | 0 | BRDSLD_2_SHILO1_PCE70003_CONFIDENTIAL | 0 | 0 | 1 | 1 | 1 | 0 | 1 | 0 | 0 | 1
PCEA | BRDSLD_2_SHILO1 | PCE70003 | 2022 | 5 | 64.6347 | CONFIDENTIAL | CONFIDENTIAL | online |  | CONFIDENTIAL | CONFIDENTIAL | CAISO_Wind | 1 | wind_low_cf | wind_low_cf_2022_5 | 25% | 1 | CONFIDENTIAL | CONFIDENTIAL | ok | physical | 1 | 0 | BRDSLD_2_SHILO1_PCE70003_CONFIDENTIAL | 0 | 0 | 1 | 1 | 1 | 0 | 1 | 0 | 0 | 1
PCEA | BRDSLD_2_SHILO1 | PCE70003 | 2022 | 6 | 57.4227 | CONFIDENTIAL | CONFIDENTIAL | online |  | CONFIDENTIAL | CONFIDENTIAL | CAISO_Wind | 1 | wind_low_cf | wind_low_cf_2022_6 | 33% | 1 | CONFIDENTIAL | CONFIDENTIAL | ok | physical | 1 | 0 | BRDSLD_2_SHILO1_PCE70003_CONFIDENTIAL | 0 | 0 | 1 | 1 | 1 | 0 | 1 | 0 | 0 | 1
PCEA | BRDSLD_2_SHILO1 | PCE70003 | 2022 | 7 | 68.8297 | CONFIDENTIAL | CONFIDENTIAL | online |  | CONFIDENTIAL | CONFIDENTIAL | CAISO_Wind | 1 | wind_low_cf | wind_low_cf_2022_7 | 23% | 1 | CONFIDENTIAL | CONFIDENTIAL | ok | physical | 1 | 0 | BRDSLD_2_SHILO1_PCE70003_CONFIDENTIAL | 0 | 0 | 1 | 1 | 1 | 0 | 1 | 0 | 0 | 1
PCEA | BRDSLD_2_SHILO1 | PCE70003 | 2022 | 8 | 60.5457 | CONFIDENTIAL | CONFIDENTIAL | online |  | CONFIDENTIAL | CONFIDENTIAL | CAISO_Wind | 1 | wind_low_cf | wind_low_cf_2022_8 | 21% | 1 | CONFIDENTIAL | CONFIDENTIAL | ok | physical | 1 | 0 | BRDSLD_2_SHILO1_PCE70003_CONFIDENTIAL | 0 | 0 | 1 | 1 | 1 | 0 | 1 | 0 | 0 | 1
PCEA | BRDSLD_2_SHILO1 | PCE70003 | 2022 | 9 | 32.8806 | CONFIDENTIAL | CONFIDENTIAL | online |  | CONFIDENTIAL | CONFIDENTIAL | CAISO_Wind | 1 | wind_low_cf | wind_low_cf_2022_9 | 15% | 1 | CONFIDENTIAL | CONFIDENTIAL | ok | physical | 1 | 0 | BRDSLD_2_SHILO1_PCE70003_CONFIDENTIAL | 0 | 0 | 1 | 1 | 1 | 0 | 1 | 0 | 0 | 1
PCEA | BRDSLD_2_SHILO1 | PCE70003 | 2022 | 10 | 20.5132 | CONFIDENTIAL | CONFIDENTIAL | online |  | CONFIDENTIAL | CONFIDENTIAL | CAISO_Wind | 1 | wind_low_cf | wind_low_cf_2022_10 | 8% | 1 | CONFIDENTIAL | CONFIDENTIAL | ok | physical | 1 | 0 | BRDSLD_2_SHILO1_PCE70003_CONFIDENTIAL | 0 | 0 | 1 | 1 | 1 | 0 | 1 | 0 | 0 | 1
PCEA | BRDSLD_2_SHILO1 | PCE70003 | 2022 | 11 | 16.9023 | CONFIDENTIAL | CONFIDENTIAL | online |  | CONFIDENTIAL | CONFIDENTIAL | CAISO_Wind | 1 | wind_low_cf | wind_low_cf_2022_11 | 12% | 1 | CONFIDENTIAL | CONFIDENTIAL | ok | physical | 1 | 0 | BRDSLD_2_SHILO1_PCE70003_CONFIDENTIAL | 0 | 0 | 1 | 1 | 1 | 0 | 1 | 0 | 0 | 1
PCEA | BRDSLD_2_SHILO1 | PCE70003 | 2022 | 12 | 18.5698 | CONFIDENTIAL | CONFIDENTIAL | online |  | CONFIDENTIAL | CONFIDENTIAL | CAISO_Wind | 1 | wind_low_cf | wind_low_cf_2022_12 | 13% | 1 | CONFIDENTIAL | CONFIDENTIAL | ok | physical | 1 | 0 | BRDSLD_2_SHILO1_PCE70003_CONFIDENTIAL | 0 | 0 | 1 | 1 | 1 | 0 | 1 | 0 | 0 | 1
PCEA | BRDSLD_2_SHILO1 | PCE70003 | 2023 | 1 | 3.8634 | CONFIDENTIAL | CONFIDENTIAL | online |  | CONFIDENTIAL | CONFIDENTIAL | CAISO_Wind | 1 | wind_low_cf | wind_low_cf_2023_1 | 14% | 1 | CONFIDENTIAL | CONFIDENTIAL | ok | physical | 1 | 0 | BRDSLD_2_SHILO1_PCE70003_CONFIDENTIAL | 0 | 0 | 1 | 1 | 1 | 0 | 1 | 0 | 0 | 1
PCEA | BRDSLD_2_SHILO1 | PCE70003 | 2023 | 2 | 17.8089 | CONFIDENTIAL | CONFIDENTIAL | online |  | CONFIDENTIAL | CONFIDENTIAL | CAISO_Wind | 1 | wind_low_cf | wind_low_cf_2023_2 | 12% | 1 | CONFIDENTIAL | CONFIDENTIAL | ok | physical | 1 | 0 | BRDSLD_2_SHILO1_PCE70003_CONFIDENTIAL | 0 | 0 | 1 | 1 | 1 | 0 | 1 | 0 | 0 | 1
PCEA | BRDSLD_2_SHILO1 | PCE70003 | 2023 | 3 | 17.0376 | CONFIDENTIAL | CONFIDENTIAL | online |  | CONFIDENTIAL | CONFIDENTIAL | CAISO_Wind | 1 | wind_low_cf | wind_low_cf_2023_3 | 28% | 1 | CONFIDENTIAL | CONFIDENTIAL | ok | physical | 1 | 0 | BRDSLD_2_SHILO1_PCE70003_CONFIDENTIAL | 0 | 0 | 1 | 1 | 1 | 0 | 1 | 0 | 0 | 1
PCEA | BRDSLD_2_SHILO1 | PCE70003 | 2023 | 4 | 39.459 | CONFIDENTIAL | CONFIDENTIAL | online |  | CONFIDENTIAL | CONFIDENTIAL | CAISO_Wind | 1 | wind_low_cf | wind_low_cf_2023_4 | 25% | 1 | CONFIDENTIAL | CONFIDENTIAL | ok | physical | 1 | 0 | BRDSLD_2_SHILO1_PCE70003_CONFIDENTIAL | 0 | 0 | 1 | 1 | 1 | 0 | 1 | 0 | 0 | 1
PCEA | BRDSLD_2_SHILO1 | PCE70003 | 2023 | 5 | 64.6347 | CONFIDENTIAL | CONFIDENTIAL | online |  | CONFIDENTIAL | CONFIDENTIAL | CAISO_Wind | 1 | wind_low_cf | wind_low_cf_2023_5 | 25% | 1 | CONFIDENTIAL | CONFIDENTIAL | ok | physical | 1 | 0 | BRDSLD_2_SHILO1_PCE70003_CONFIDENTIAL | 0 | 0 | 1 | 1 | 1 | 0 | 1 | 0 | 0 | 1
PCEA | BRDSLD_2_SHILO1 | PCE70003 | 2023 | 6 | 57.4227 | CONFIDENTIAL | CONFIDENTIAL | online |  | CONFIDENTIAL | CONFIDENTIAL | CAISO_Wind | 1 | wind_low_cf | wind_low_cf_2023_6 | 33% | 1 | CONFIDENTIAL | CONFIDENTIAL | ok | physical | 1 | 0 | BRDSLD_2_SHILO1_PCE70003_CONFIDENTIAL | 0 | 0 | 1 | 1 | 1 | 0 | 1 | 0 | 0 | 1
PCEA | BRDSLD_2_SHILO1 | PCE70003 | 2023 | 7 | 68.8297 | CONFIDENTIAL | CONFIDENTIAL | online |  | CONFIDENTIAL | CONFIDENTIAL | CAISO_Wind | 1 | wind_low_cf | wind_low_cf_2023_7 | 23% | 1 | CONFIDENTIAL | CONFIDENTIAL | ok | physical | 1 | 0 | BRDSLD_2_SHILO1_PCE70003_CONFIDENTIAL | 0 | 0 | 1 | 1 | 1 | 0 | 1 | 0 | 0 | 1
PCEA | BRDSLD_2_SHILO1 | PCE70003 | 2023 | 8 | 60.5457 | CONFIDENTIAL | CONFIDENTIAL | online |  | CONFIDENTIAL | CONFIDENTIAL | CAISO_Wind | 1 | wind_low_cf | wind_low_cf_2023_8 | 21% | 1 | CONFIDENTIAL | CONFIDENTIAL | ok | physical | 1 | 0 | BRDSLD_2_SHILO1_PCE70003_CONFIDENTIAL | 0 | 0 | 1 | 1 | 1 | 0 | 1 | 0 | 0 | 1
PCEA | BRDSLD_2_SHILO1 | PCE70003 | 2023 | 9 | 32.8806 | CONFIDENTIAL | CONFIDENTIAL | online |  | CONFIDENTIAL | CONFIDENTIAL | CAISO_Wind | 1 | wind_low_cf | wind_low_cf_2023_9 | 15% | 1 | CONFIDENTIAL | CONFIDENTIAL | ok | physical | 1 | 0 | BRDSLD_2_SHILO1_PCE70003_CONFIDENTIAL | 0 | 0 | 1 | 1 | 1 | 0 | 1 | 0 | 0 | 1
PCEA | BRDSLD_2_SHILO1 | PCE70003 | 2023 | 10 | 20.5132 | CONFIDENTIAL | CONFIDENTIAL | online |  | CONFIDENTIAL | CONFIDENTIAL | CAISO_Wind | 1 | wind_low_cf | wind_low_cf_2023_10 | 8% | 1 | CONFIDENTIAL | CONFIDENTIAL | ok | physical | 1 | 0 | BRDSLD_2_SHILO1_PCE70003_CONFIDENTIAL | 0 | 0 | 1 | 1 | 1 | 0 | 1 | 0 | 0 | 1
PCEA | BRDSLD_2_SHILO1 | PCE70003 | 2023 | 11 | 16.9023 | CONFIDENTIAL | CONFIDENTIAL | online |  | CONFIDENTIAL | CONFIDENTIAL | CAISO_Wind | 1 | wind_low_cf | wind_low_cf_2023_11 | 12% | 1 | CONFIDENTIAL | CONFIDENTIAL | ok | physical | 1 | 0 | BRDSLD_2_SHILO1_PCE70003_CONFIDENTIAL | 0 | 0 | 1 | 1 | 1 | 0 | 1 | 0 | 0 | 1
PCEA | BRDSLD_2_SHILO1 | PCE70003 | 2023 | 12 | 18.5698 | CONFIDENTIAL | CONFIDENTIAL | online |  | CONFIDENTIAL | CONFIDENTIAL | CAISO_Wind | 1 | wind_low_cf | wind_low_cf_2023_12 | 13% | 1 | CONFIDENTIAL | CONFIDENTIAL | ok | physical | 1 | 0 | BRDSLD_2_SHILO1_PCE70003_CONFIDENTIAL | 0 | 0 | 1 | 1 | 1 | 0 | 1 | 0 | 0 | 1
PCEA | INTTRB_6_UNIT | PCE70004 | 2020 | 1 | 0.59252 | CONFIDENTIAL | CONFIDENTIAL | online |  | CONFIDENTIAL | CONFIDENTIAL | CAISO_Wind | 1 | wind_low_cf | wind_low_cf_2020_1 | 14% | 1 | CONFIDENTIAL | CONFIDENTIAL | ok | physical | 1 | 0 | INTTRB_6_UNIT_PCE70004_CONFIDENTIAL | 1 | 7 | 1 | 1 | 1 | 0 | 1 | 0 | 0 | 1
PCEA | INTTRB_6_UNIT | PCE70004 | 2020 | 2 | 1.0218 | CONFIDENTIAL | CONFIDENTIAL | online |  | CONFIDENTIAL | CONFIDENTIAL | CAISO_Wind | 1 | wind_low_cf | wind_low_cf_2020_2 | 12% | 1 | CONFIDENTIAL | CONFIDENTIAL | ok | physical | 1 | 0 | INTTRB_6_UNIT_PCE70004_CONFIDENTIAL | 0 | 0 | 1 | 1 | 1 | 0 | 1 | 0 | 0 | 1
PCEA | INTTRB_6_UNIT | PCE70004 | 2020 | 3 | 1.1902 | CONFIDENTIAL | CONFIDENTIAL | online |  | CONFIDENTIAL | CONFIDENTIAL | CAISO_Wind | 1 | wind_low_cf | wind_low_cf_2020_3 | 28% | 1 | CONFIDENTIAL | CONFIDENTIAL | ok | physical | 1 | 0 | INTTRB_6_UNIT_PCE70004_CONFIDENTIAL | 0 | 0 | 1 | 1 | 1 | 0 | 1 | 0 | 0 | 1
PCEA | WRGTSR_2_WSFSR1 | PCE50003 | 2020 | 1 | 20.5384 | CONFIDENTIAL | CONFIDENTIAL | online |  | CONFIDENTIAL | CONFIDENTIAL | CAISO_Solar | 1 | solar | solar_2020_1 | 4% | 1 | CONFIDENTIAL | CONFIDENTIAL | ok | physical | 1 | 0 | WRGTSR_2_WSFSR1_PCE50003_CONFIDENTIAL | 1 | 8 | 1 | 1 | 1 | 0 | 1 | 0 | 0 | 1
PCEA | WRGTSR_2_WSFSR1 | PCE50003 | 2020 | 2 | 26.1004 | CONFIDENTIAL | CONFIDENTIAL | online |  | CONFIDENTIAL | CONFIDENTIAL | CAISO_Solar | 1 | solar | solar_2020_2 | 3% | 1 | CONFIDENTIAL | CONFIDENTIAL | ok | physical | 1 | 0 | WRGTSR_2_WSFSR1_PCE50003_CONFIDENTIAL | 0 | 0 | 1 | 1 | 1 | 0 | 1 | 0 | 0 | 1
PCEA | WRGTSR_2_WSFSR1 | PCE50003 | 2020 | 3 | 44.2352 | CONFIDENTIAL | CONFIDENTIAL | online |  | CONFIDENTIAL | CONFIDENTIAL | CAISO_Solar | 1 | solar | solar_2020_3 | 18% | 1 | CONFIDENTIAL | CONFIDENTIAL | ok | physical | 1 | 0 | WRGTSR_2_WSFSR1_PCE50003_CONFIDENTIAL | 0 | 0 | 1 | 1 | 1 | 0 | 1 | 0 | 0 | 1
PCEA | WRGTSR_2_WSFSR1 | PCE50003 | 2020 | 4 | 50.9996 | CONFIDENTIAL | CONFIDENTIAL | online |  | CONFIDENTIAL | CONFIDENTIAL | CAISO_Solar | 1 | solar | solar_2020_4 | 15% | 1 | CONFIDENTIAL | CONFIDENTIAL | ok | physical | 1 | 0 | WRGTSR_2_WSFSR1_PCE50003_CONFIDENTIAL | 0 | 0 | 1 | 1 | 1 | 0 | 1 | 0 | 0 | 1
PCEA | WRGTSR_2_WSFSR1 | PCE50003 | 2020 | 5 | 64.7494 | CONFIDENTIAL | CONFIDENTIAL | online |  | CONFIDENTIAL | CONFIDENTIAL | CAISO_Solar | 1 | solar | solar_2020_5 | 16% | 1 | CONFIDENTIAL | CONFIDENTIAL | ok | physical | 1 | 0 | WRGTSR_2_WSFSR1_PCE50003_CONFIDENTIAL | 0 | 0 | 1 | 1 | 1 | 0 | 1 | 0 | 0 | 1
PCEA | WRGTSR_2_WSFSR1 | PCE50003 | 2020 | 6 | 68.453 | CONFIDENTIAL | CONFIDENTIAL | online |  | CONFIDENTIAL | CONFIDENTIAL | CAISO_Solar | 1 | solar | solar_2020_6 | 31% | 1 | CONFIDENTIAL | CONFIDENTIAL | ok | physical | 1 | 0 | WRGTSR_2_WSFSR1_PCE50003_CONFIDENTIAL | 0 | 0 | 1 | 1 | 1 | 0 | 1 | 0 | 0 | 1
PCEA | WRGTSR_2_WSFSR1 | PCE50003 | 2020 | 7 | 69.08 | CONFIDENTIAL | CONFIDENTIAL | online |  | CONFIDENTIAL | CONFIDENTIAL | CAISO_Solar | 1 | solar | solar_2020_7 | 39% | 1 | CONFIDENTIAL | CONFIDENTIAL | ok | physical | 1 | 0 | WRGTSR_2_WSFSR1_PCE50003_CONFIDENTIAL | 0 | 0 | 1 | 1 | 1 | 0 | 1 | 0 | 0 | 1
PCEA | WRGTSR_2_WSFSR1 | PCE50003 | 2020 | 8 | 62.7106 | CONFIDENTIAL | CONFIDENTIAL | online |  | CONFIDENTIAL | CONFIDENTIAL | CAISO_Solar | 1 | solar | solar_2020_8 | 27% | 1 | CONFIDENTIAL | CONFIDENTIAL | ok | physical | 1 | 0 | WRGTSR_2_WSFSR1_PCE50003_CONFIDENTIAL | 0 | 0 | 1 | 1 | 1 | 0 | 1 | 0 | 0 | 1
PCEA | WRGTSR_2_WSFSR1 | PCE50003 | 2020 | 9 | 52.7734 | CONFIDENTIAL | CONFIDENTIAL | online |  | CONFIDENTIAL | CONFIDENTIAL | CAISO_Solar | 1 | solar | solar_2020_9 | 14% | 1 | CONFIDENTIAL | CONFIDENTIAL | ok | physical | 1 | 0 | WRGTSR_2_WSFSR1_PCE50003_CONFIDENTIAL | 0 | 0 | 1 | 1 | 1 | 0 | 1 | 0 | 0 | 1
PCEA | WRGTSR_2_WSFSR1 | PCE50003 | 2020 | 10 | 41.6896 | CONFIDENTIAL | CONFIDENTIAL | online |  | CONFIDENTIAL | CONFIDENTIAL | CAISO_Solar | 1 | solar | solar_2020_10 | 2% | 1 | CONFIDENTIAL | CONFIDENTIAL | ok | physical | 1 | 0 | WRGTSR_2_WSFSR1_PCE50003_CONFIDENTIAL | 0 | 0 | 1 | 1 | 1 | 0 | 1 | 0 | 0 | 1
PCEA | WRGTSR_2_WSFSR1 | PCE50003 | 2020 | 11 | 27.6074 | CONFIDENTIAL | CONFIDENTIAL | online |  | CONFIDENTIAL | CONFIDENTIAL | CAISO_Solar | 1 | solar | solar_2020_11 | 2% | 1 | CONFIDENTIAL | CONFIDENTIAL | ok | physical | 1 | 0 | WRGTSR_2_WSFSR1_PCE50003_CONFIDENTIAL | 0 | 0 | 1 | 1 | 1 | 0 | 1 | 0 | 0 | 1
PCEA | WRGTSR_2_WSFSR1 | PCE50003 | 2020 | 12 | 21.144 | CONFIDENTIAL | CONFIDENTIAL | online |  | CONFIDENTIAL | CONFIDENTIAL | CAISO_Solar | 1 | solar | solar_2020_12 | 0% | 1 | CONFIDENTIAL | CONFIDENTIAL | ok | physical | 1 | 0 | WRGTSR_2_WSFSR1_PCE50003_CONFIDENTIAL | 0 | 0 | 1 | 1 | 1 | 0 | 1 | 0 | 0 | 1
PCEA | WRGTSR_2_WSFSR1 | PCE50003 | 2021 | 1 | 20.5384 | CONFIDENTIAL | CONFIDENTIAL | online |  | CONFIDENTIAL | CONFIDENTIAL | CAISO_Solar | 1 | solar | solar_2021_1 | 4% | 1 | CONFIDENTIAL | CONFIDENTIAL | ok | physical | 1 | 0 | WRGTSR_2_WSFSR1_PCE50003_CONFIDENTIAL | 0 | 0 | 1 | 1 | 1 | 0 | 1 | 0 | 0 | 1
PCEA | WRGTSR_2_WSFSR1 | PCE50003 | 2021 | 2 | 26.1004 | CONFIDENTIAL | CONFIDENTIAL | online |  | CONFIDENTIAL | CONFIDENTIAL | CAISO_Solar | 1 | solar | solar_2021_2 | 3% | 1 | CONFIDENTIAL | CONFIDENTIAL | ok | physical | 1 | 0 | WRGTSR_2_WSFSR1_PCE50003_CONFIDENTIAL | 0 | 0 | 1 | 1 | 1 | 0 | 1 | 0 | 0 | 1
PCEA | WRGTSR_2_WSFSR1 | PCE50003 | 2021 | 3 | 44.2352 | CONFIDENTIAL | CONFIDENTIAL | online |  | CONFIDENTIAL | CONFIDENTIAL | CAISO_Solar | 1 | solar | solar_2021_3 | 18% | 1 | CONFIDENTIAL | CONFIDENTIAL | ok | physical | 1 | 0 | WRGTSR_2_WSFSR1_PCE50003_CONFIDENTIAL | 0 | 0 | 1 | 1 | 1 | 0 | 1 | 0 | 0 | 1
PCEA | WRGTSR_2_WSFSR1 | PCE50003 | 2021 | 4 | 50.9996 | CONFIDENTIAL | CONFIDENTIAL | online |  | CONFIDENTIAL | CONFIDENTIAL | CAISO_Solar | 1 | solar | solar_2021_4 | 15% | 1 | CONFIDENTIAL | CONFIDENTIAL | ok | physical | 1 | 0 | WRGTSR_2_WSFSR1_PCE50003_CONFIDENTIAL | 0 | 0 | 1 | 1 | 1 | 0 | 1 | 0 | 0 | 1
PCEA | WRGTSR_2_WSFSR1 | PCE50003 | 2021 | 5 | 64.7494 | CONFIDENTIAL | CONFIDENTIAL | online |  | CONFIDENTIAL | CONFIDENTIAL | CAISO_Solar | 1 | solar | solar_2021_5 | 16% | 1 | CONFIDENTIAL | CONFIDENTIAL | ok | physical | 1 | 0 | WRGTSR_2_WSFSR1_PCE50003_CONFIDENTIAL | 0 | 0 | 1 | 1 | 1 | 0 | 1 | 0 | 0 | 1
PCEA | WRGTSR_2_WSFSR1 | PCE50003 | 2021 | 6 | 68.453 | CONFIDENTIAL | CONFIDENTIAL | online |  | CONFIDENTIAL | CONFIDENTIAL | CAISO_Solar | 1 | solar | solar_2021_6 | 31% | 1 | CONFIDENTIAL | CONFIDENTIAL | ok | physical | 1 | 0 | WRGTSR_2_WSFSR1_PCE50003_CONFIDENTIAL | 0 | 0 | 1 | 1 | 1 | 0 | 1 | 0 | 0 | 1
PCEA | WRGTSR_2_WSFSR1 | PCE50003 | 2021 | 7 | 69.08 | CONFIDENTIAL | CONFIDENTIAL | online |  | CONFIDENTIAL | CONFIDENTIAL | CAISO_Solar | 1 | solar | solar_2021_7 | 39% | 1 | CONFIDENTIAL | CONFIDENTIAL | ok | physical | 1 | 0 | WRGTSR_2_WSFSR1_PCE50003_CONFIDENTIAL | 0 | 0 | 1 | 1 | 1 | 0 | 1 | 0 | 0 | 1
PCEA | WRGTSR_2_WSFSR1 | PCE50003 | 2021 | 8 | 62.7106 | CONFIDENTIAL | CONFIDENTIAL | online |  | CONFIDENTIAL | CONFIDENTIAL | CAISO_Solar | 1 | solar | solar_2021_8 | 27% | 1 | CONFIDENTIAL | CONFIDENTIAL | ok | physical | 1 | 0 | WRGTSR_2_WSFSR1_PCE50003_CONFIDENTIAL | 0 | 0 | 1 | 1 | 1 | 0 | 1 | 0 | 0 | 1
PCEA | WRGTSR_2_WSFSR1 | PCE50003 | 2021 | 9 | 52.7734 | CONFIDENTIAL | CONFIDENTIAL | online |  | CONFIDENTIAL | CONFIDENTIAL | CAISO_Solar | 1 | solar | solar_2021_9 | 14% | 1 | CONFIDENTIAL | CONFIDENTIAL | ok | physical | 1 | 0 | WRGTSR_2_WSFSR1_PCE50003_CONFIDENTIAL | 0 | 0 | 1 | 1 | 1 | 0 | 1 | 0 | 0 | 1
PCEA | WRGTSR_2_WSFSR1 | PCE50003 | 2021 | 10 | 41.6896 | CONFIDENTIAL | CONFIDENTIAL | online |  | CONFIDENTIAL | CONFIDENTIAL | CAISO_Solar | 1 | solar | solar_2021_10 | 2% | 1 | CONFIDENTIAL | CONFIDENTIAL | ok | physical | 1 | 0 | WRGTSR_2_WSFSR1_PCE50003_CONFIDENTIAL | 0 | 0 | 1 | 1 | 1 | 0 | 1 | 0 | 0 | 1
PCEA | WRGTSR_2_WSFSR1 | PCE50003 | 2021 | 11 | 27.6074 | CONFIDENTIAL | CONFIDENTIAL | online |  | CONFIDENTIAL | CONFIDENTIAL | CAISO_Solar | 1 | solar | solar_2021_11 | 2% | 1 | CONFIDENTIAL | CONFIDENTIAL | ok | physical | 1 | 0 | WRGTSR_2_WSFSR1_PCE50003_CONFIDENTIAL | 0 | 0 | 1 | 1 | 1 | 0 | 1 | 0 | 0 | 1
PCEA | WRGTSR_2_WSFSR1 | PCE50003 | 2021 | 12 | 21.144 | CONFIDENTIAL | CONFIDENTIAL | online |  | CONFIDENTIAL | CONFIDENTIAL | CAISO_Solar | 1 | solar | solar_2021_12 | 0% | 1 | CONFIDENTIAL | CONFIDENTIAL | ok | physical | 1 | 0 | WRGTSR_2_WSFSR1_PCE50003_CONFIDENTIAL | 0 | 0 | 1 | 1 | 1 | 0 | 1 | 0 | 0 | 1
PCEA | WRGTSR_2_WSFSR1 | PCE50003 | 2022 | 1 | 20.5384 | CONFIDENTIAL | CONFIDENTIAL | online |  | CONFIDENTIAL | CONFIDENTIAL | CAISO_Solar | 1 | solar | solar_2022_1 | 4% | 1 | CONFIDENTIAL | CONFIDENTIAL | ok | physical | 1 | 0 | WRGTSR_2_WSFSR1_PCE50003_CONFIDENTIAL | 0 | 0 | 1 | 1 | 1 | 0 | 1 | 0 | 0 | 1
PCEA | WRGTSR_2_WSFSR1 | PCE50003 | 2022 | 2 | 26.1004 | CONFIDENTIAL | CONFIDENTIAL | online |  | CONFIDENTIAL | CONFIDENTIAL | CAISO_Solar | 1 | solar | solar_2022_2 | 3% | 1 | CONFIDENTIAL | CONFIDENTIAL | ok | physical | 1 | 0 | WRGTSR_2_WSFSR1_PCE50003_CONFIDENTIAL | 0 | 0 | 1 | 1 | 1 | 0 | 1 | 0 | 0 | 1
PCEA | WRGTSR_2_WSFSR1 | PCE50003 | 2022 | 3 | 44.2352 | CONFIDENTIAL | CONFIDENTIAL | online |  | CONFIDENTIAL | CONFIDENTIAL | CAISO_Solar | 1 | solar | solar_2022_3 | 18% | 1 | CONFIDENTIAL | CONFIDENTIAL | ok | physical | 1 | 0 | WRGTSR_2_WSFSR1_PCE50003_CONFIDENTIAL | 0 | 0 | 1 | 1 | 1 | 0 | 1 | 0 | 0 | 1
PCEA | WRGTSR_2_WSFSR1 | PCE50003 | 2022 | 4 | 50.9996 | CONFIDENTIAL | CONFIDENTIAL | online |  | CONFIDENTIAL | CONFIDENTIAL | CAISO_Solar | 1 | solar | solar_2022_4 | 15% | 1 | CONFIDENTIAL | CONFIDENTIAL | ok | physical | 1 | 0 | WRGTSR_2_WSFSR1_PCE50003_CONFIDENTIAL | 0 | 0 | 1 | 1 | 1 | 0 | 1 | 0 | 0 | 1
PCEA | WRGTSR_2_WSFSR1 | PCE50003 | 2022 | 5 | 64.7494 | CONFIDENTIAL | CONFIDENTIAL | online |  | CONFIDENTIAL | CONFIDENTIAL | CAISO_Solar | 1 | solar | solar_2022_5 | 16% | 1 | CONFIDENTIAL | CONFIDENTIAL | ok | physical | 1 | 0 | WRGTSR_2_WSFSR1_PCE50003_CONFIDENTIAL | 0 | 0 | 1 | 1 | 1 | 0 | 1 | 0 | 0 | 1
PCEA | WRGTSR_2_WSFSR1 | PCE50003 | 2022 | 6 | 68.453 | CONFIDENTIAL | CONFIDENTIAL | online |  | CONFIDENTIAL | CONFIDENTIAL | CAISO_Solar | 1 | solar | solar_2022_6 | 31% | 1 | CONFIDENTIAL | CONFIDENTIAL | ok | physical | 1 | 0 | WRGTSR_2_WSFSR1_PCE50003_CONFIDENTIAL | 0 | 0 | 1 | 1 | 1 | 0 | 1 | 0 | 0 | 1
PCEA | WRGTSR_2_WSFSR1 | PCE50003 | 2022 | 7 | 69.08 | CONFIDENTIAL | CONFIDENTIAL | online |  | CONFIDENTIAL | CONFIDENTIAL | CAISO_Solar | 1 | solar | solar_2022_7 | 39% | 1 | CONFIDENTIAL | CONFIDENTIAL | ok | physical | 1 | 0 | WRGTSR_2_WSFSR1_PCE50003_CONFIDENTIAL | 0 | 0 | 1 | 1 | 1 | 0 | 1 | 0 | 0 | 1
PCEA | WRGTSR_2_WSFSR1 | PCE50003 | 2022 | 8 | 62.7106 | CONFIDENTIAL | CONFIDENTIAL | online |  | CONFIDENTIAL | CONFIDENTIAL | CAISO_Solar | 1 | solar | solar_2022_8 | 27% | 1 | CONFIDENTIAL | CONFIDENTIAL | ok | physical | 1 | 0 | WRGTSR_2_WSFSR1_PCE50003_CONFIDENTIAL | 0 | 0 | 1 | 1 | 1 | 0 | 1 | 0 | 0 | 1
PCEA | WRGTSR_2_WSFSR1 | PCE50003 | 2022 | 9 | 52.7734 | CONFIDENTIAL | CONFIDENTIAL | online |  | CONFIDENTIAL | CONFIDENTIAL | CAISO_Solar | 1 | solar | solar_2022_9 | 14% | 1 | CONFIDENTIAL | CONFIDENTIAL | ok | physical | 1 | 0 | WRGTSR_2_WSFSR1_PCE50003_CONFIDENTIAL | 0 | 0 | 1 | 1 | 1 | 0 | 1 | 0 | 0 | 1
PCEA | WRGTSR_2_WSFSR1 | PCE50003 | 2022 | 10 | 41.6896 | CONFIDENTIAL | CONFIDENTIAL | online |  | CONFIDENTIAL | CONFIDENTIAL | CAISO_Solar | 1 | solar | solar_2022_10 | 2% | 1 | CONFIDENTIAL | CONFIDENTIAL | ok | physical | 1 | 0 | WRGTSR_2_WSFSR1_PCE50003_CONFIDENTIAL | 0 | 0 | 1 | 1 | 1 | 0 | 1 | 0 | 0 | 1
PCEA | WRGTSR_2_WSFSR1 | PCE50003 | 2022 | 11 | 27.6074 | CONFIDENTIAL | CONFIDENTIAL | online |  | CONFIDENTIAL | CONFIDENTIAL | CAISO_Solar | 1 | solar | solar_2022_11 | 2% | 1 | CONFIDENTIAL | CONFIDENTIAL | ok | physical | 1 | 0 | WRGTSR_2_WSFSR1_PCE50003_CONFIDENTIAL | 0 | 0 | 1 | 1 | 1 | 0 | 1 | 0 | 0 | 1
PCEA | WRGTSR_2_WSFSR1 | PCE50003 | 2022 | 12 | 21.144 | CONFIDENTIAL | CONFIDENTIAL | online |  | CONFIDENTIAL | CONFIDENTIAL | CAISO_Solar | 1 | solar | solar_2022_12 | 0% | 1 | CONFIDENTIAL | CONFIDENTIAL | ok | physical | 1 | 0 | WRGTSR_2_WSFSR1_PCE50003_CONFIDENTIAL | 0 | 0 | 1 | 1 | 1 | 0 | 1 | 0 | 0 | 1
PCEA | WRGTSR_2_WSFSR1 | PCE50003 | 2023 | 1 | 20.5384 | CONFIDENTIAL | CONFIDENTIAL | online | 4 | CONFIDENTIAL | CONFIDENTIAL | CAISO_Solar | 1 | solar | solar_2023_1 | 4% | 1 | CONFIDENTIAL | CONFIDENTIAL | ok | physical | 1 | 0 | WRGTSR_2_WSFSR1_PCE50003_CONFIDENTIAL | 0 | 0 | 1 | 1 | 1 | 0 | 1 | 0 | 0 | 1
PCEA | WRGTSR_2_WSFSR1 | PCE50003 | 2023 | 2 | 26.1004 | CONFIDENTIAL | CONFIDENTIAL | online | 4 | CONFIDENTIAL | CONFIDENTIAL | CAISO_Solar | 1 | solar | solar_2023_2 | 3% | 1 | CONFIDENTIAL | CONFIDENTIAL | ok | physical | 1 | 0 | WRGTSR_2_WSFSR1_PCE50003_CONFIDENTIAL | 0 | 0 | 1 | 1 | 1 | 0 | 1 | 0 | 0 | 1
PCEA | WRGTSR_2_WSFSR1 | PCE50003 | 2023 | 3 | 44.2352 | CONFIDENTIAL | CONFIDENTIAL | online | 4 | CONFIDENTIAL | CONFIDENTIAL | CAISO_Solar | 1 | solar | solar_2023_3 | 18% | 1 | CONFIDENTIAL | CONFIDENTIAL | ok | physical | 1 | 0 | WRGTSR_2_WSFSR1_PCE50003_CONFIDENTIAL | 0 | 0 | 1 | 1 | 1 | 0 | 1 | 0 | 0 | 1
PCEA | WRGTSR_2_WSFSR1 | PCE50003 | 2023 | 4 | 50.9996 | CONFIDENTIAL | CONFIDENTIAL | online | 4 | CONFIDENTIAL | CONFIDENTIAL | CAISO_Solar | 1 | solar | solar_2023_4 | 15% | 1 | CONFIDENTIAL | CONFIDENTIAL | ok | physical | 1 | 0 | WRGTSR_2_WSFSR1_PCE50003_CONFIDENTIAL | 0 | 0 | 1 | 1 | 1 | 0 | 1 | 0 | 0 | 1
PCEA | WRGTSR_2_WSFSR1 | PCE50003 | 2023 | 5 | 64.7494 | CONFIDENTIAL | CONFIDENTIAL | online | 4 | CONFIDENTIAL | CONFIDENTIAL | CAISO_Solar | 1 | solar | solar_2023_5 | 16% | 1 | CONFIDENTIAL | CONFIDENTIAL | ok | physical | 1 | 0 | WRGTSR_2_WSFSR1_PCE50003_CONFIDENTIAL | 0 | 0 | 1 | 1 | 1 | 0 | 1 | 0 | 0 | 1
PCEA | WRGTSR_2_WSFSR1 | PCE50003 | 2023 | 6 | 68.453 | CONFIDENTIAL | CONFIDENTIAL | online | 4 | CONFIDENTIAL | CONFIDENTIAL | CAISO_Solar | 1 | solar | solar_2023_6 | 31% | 1 | CONFIDENTIAL | CONFIDENTIAL | ok | physical | 1 | 0 | WRGTSR_2_WSFSR1_PCE50003_CONFIDENTIAL | 0 | 0 | 1 | 1 | 1 | 0 | 1 | 0 | 0 | 1
PCEA | WRGTSR_2_WSFSR1 | PCE50003 | 2023 | 7 | 69.08 | CONFIDENTIAL | CONFIDENTIAL | online | 4 | CONFIDENTIAL | CONFIDENTIAL | CAISO_Solar | 1 | solar | solar_2023_7 | 39% | 1 | CONFIDENTIAL | CONFIDENTIAL | ok | physical | 1 | 0 | WRGTSR_2_WSFSR1_PCE50003_CONFIDENTIAL | 0 | 0 | 1 | 1 | 1 | 0 | 1 | 0 | 0 | 1
PCEA | WRGTSR_2_WSFSR1 | PCE50003 | 2023 | 8 | 62.7106 | CONFIDENTIAL | CONFIDENTIAL | online | 4 | CONFIDENTIAL | CONFIDENTIAL | CAISO_Solar | 1 | solar | solar_2023_8 | 27% | 1 | CONFIDENTIAL | CONFIDENTIAL | ok | physical | 1 | 0 | WRGTSR_2_WSFSR1_PCE50003_CONFIDENTIAL | 0 | 0 | 1 | 1 | 1 | 0 | 1 | 0 | 0 | 1
PCEA | WRGTSR_2_WSFSR1 | PCE50003 | 2023 | 9 | 52.7734 | CONFIDENTIAL | CONFIDENTIAL | online | 4 | CONFIDENTIAL | CONFIDENTIAL | CAISO_Solar | 1 | solar | solar_2023_9 | 14% | 1 | CONFIDENTIAL | CONFIDENTIAL | ok | physical | 1 | 0 | WRGTSR_2_WSFSR1_PCE50003_CONFIDENTIAL | 0 | 0 | 1 | 1 | 1 | 0 | 1 | 0 | 0 | 1
PCEA | WRGTSR_2_WSFSR1 | PCE50003 | 2023 | 10 | 41.6896 | CONFIDENTIAL | CONFIDENTIAL | online | 4 | CONFIDENTIAL | CONFIDENTIAL | CAISO_Solar | 1 | solar | solar_2023_10 | 2% | 1 | CONFIDENTIAL | CONFIDENTIAL | ok | physical | 1 | 0 | WRGTSR_2_WSFSR1_PCE50003_CONFIDENTIAL | 0 | 0 | 1 | 1 | 1 | 0 | 1 | 0 | 0 | 1
PCEA | WRGTSR_2_WSFSR1 | PCE50003 | 2023 | 11 | 27.6074 | CONFIDENTIAL | CONFIDENTIAL | online | 4 | CONFIDENTIAL | CONFIDENTIAL | CAISO_Solar | 1 | solar | solar_2023_11 | 2% | 1 | CONFIDENTIAL | CONFIDENTIAL | ok | physical | 1 | 0 | WRGTSR_2_WSFSR1_PCE50003_CONFIDENTIAL | 0 | 0 | 1 | 1 | 1 | 0 | 1 | 0 | 0 | 1
PCEA | WRGTSR_2_WSFSR1 | PCE50003 | 2023 | 12 | 21.144 | CONFIDENTIAL | CONFIDENTIAL | online | 4 | CONFIDENTIAL | CONFIDENTIAL | CAISO_Solar | 1 | solar | solar_2023_12 | 0% | 1 | CONFIDENTIAL | CONFIDENTIAL | ok | physical | 1 | 0 | WRGTSR_2_WSFSR1_PCE50003_CONFIDENTIAL | 0 | 0 | 1 | 1 | 1 | 0 | 1 | 0 | 0 | 1
PCEA | WRGTSR_2_WSFSR1 | PCE50003 | 2024 | 1 | 20.5384 | CONFIDENTIAL | CONFIDENTIAL | online | 4 | CONFIDENTIAL | CONFIDENTIAL | CAISO_Solar | 1 | solar | solar_2024_1 | 3.475% | 1 | CONFIDENTIAL | CONFIDENTIAL | ok | physical | 1 | 0 | WRGTSR_2_WSFSR1_PCE50003_CONFIDENTIAL | 0 | 0 | 1 | 1 | 1 | 0 | 1 | 0 | 0 | 1
PCEA | WRGTSR_2_WSFSR1 | PCE50003 | 2024 | 2 | 26.1004 | CONFIDENTIAL | CONFIDENTIAL | online | 4 | CONFIDENTIAL | CONFIDENTIAL | CAISO_Solar | 1 | solar | solar_2024_2 | 2.606% | 1 | CONFIDENTIAL | CONFIDENTIAL | ok | physical | 1 | 0 | WRGTSR_2_WSFSR1_PCE50003_CONFIDENTIAL | 0 | 0 | 1 | 1 | 1 | 0 | 1 | 0 | 0 | 1
PCEA | WRGTSR_2_WSFSR1 | PCE50003 | 2024 | 3 | 44.2352 | CONFIDENTIAL | CONFIDENTIAL | online | 4 | CONFIDENTIAL | CONFIDENTIAL | CAISO_Solar | 1 | solar | solar_2024_3 | 15.64% | 1 | CONFIDENTIAL | CONFIDENTIAL | ok | physical | 1 | 0 | WRGTSR_2_WSFSR1_PCE50003_CONFIDENTIAL | 0 | 0 | 1 | 1 | 1 | 0 | 1 | 0 | 0 | 1
PCEA | WRGTSR_2_WSFSR1 | PCE50003 | 2024 | 4 | 50.9996 | CONFIDENTIAL | CONFIDENTIAL | online | 4 | CONFIDENTIAL | CONFIDENTIAL | CAISO_Solar | 1 | solar | solar_2024_4 | 13.03% | 1 | CONFIDENTIAL | CONFIDENTIAL | ok | physical | 1 | 0 | WRGTSR_2_WSFSR1_PCE50003_CONFIDENTIAL | 0 | 0 | 1 | 1 | 1 | 0 | 1 | 0 | 0 | 1
PCEA | WRGTSR_2_WSFSR1 | PCE50003 | 2024 | 5 | 64.7494 | CONFIDENTIAL | CONFIDENTIAL | online | 4 | CONFIDENTIAL | CONFIDENTIAL | CAISO_Solar | 1 | solar | solar_2024_5 | 13.9% | 1 | CONFIDENTIAL | CONFIDENTIAL | ok | physical | 1 | 0 | WRGTSR_2_WSFSR1_PCE50003_CONFIDENTIAL | 0 | 0 | 1 | 1 | 1 | 0 | 1 | 0 | 0 | 1
PCEA | WRGTSR_2_WSFSR1 | PCE50003 | 2024 | 6 | 68.453 | CONFIDENTIAL | CONFIDENTIAL | online | 4 | CONFIDENTIAL | CONFIDENTIAL | CAISO_Solar | 1 | solar | solar_2024_6 | 26.93% | 1 | CONFIDENTIAL | CONFIDENTIAL | ok | physical | 1 | 0 | WRGTSR_2_WSFSR1_PCE50003_CONFIDENTIAL | 0 | 0 | 1 | 1 | 1 | 0 | 1 | 0 | 0 | 1
PCEA | WRGTSR_2_WSFSR1 | PCE50003 | 2024 | 7 | 69.08 | CONFIDENTIAL | CONFIDENTIAL | online | 4 | CONFIDENTIAL | CONFIDENTIAL | CAISO_Solar | 1 | solar | solar_2024_7 | 33.88% | 1 | CONFIDENTIAL | CONFIDENTIAL | ok | physical | 1 | 0 | WRGTSR_2_WSFSR1_PCE50003_CONFIDENTIAL | 0 | 0 | 1 | 1 | 1 | 0 | 1 | 0 | 0 | 1
PCEA | WRGTSR_2_WSFSR1 | PCE50003 | 2024 | 8 | 62.7106 | CONFIDENTIAL | CONFIDENTIAL | online | 4 | CONFIDENTIAL | CONFIDENTIAL | CAISO_Solar | 1 | solar | solar_2024_8 | 23.45% | 1 | CONFIDENTIAL | CONFIDENTIAL | ok | physical | 1 | 0 | WRGTSR_2_WSFSR1_PCE50003_CONFIDENTIAL | 0 | 0 | 1 | 1 | 1 | 0 | 1 | 0 | 0 | 1
PCEA | WRGTSR_2_WSFSR1 | PCE50003 | 2024 | 9 | 52.7734 | CONFIDENTIAL | CONFIDENTIAL | online | 4 | CONFIDENTIAL | CONFIDENTIAL | CAISO_Solar | 1 | solar | solar_2024_9 | 12.16% | 1 | CONFIDENTIAL | CONFIDENTIAL | ok | physical | 1 | 0 | WRGTSR_2_WSFSR1_PCE50003_CONFIDENTIAL | 0 | 0 | 1 | 1 | 1 | 0 | 1 | 0 | 0 | 1
PCEA | WRGTSR_2_WSFSR1 | PCE50003 | 2024 | 10 | 41.6896 | CONFIDENTIAL | CONFIDENTIAL | online | 4 | CONFIDENTIAL | CONFIDENTIAL | CAISO_Solar | 1 | solar | solar_2024_10 | 1.737% | 1 | CONFIDENTIAL | CONFIDENTIAL | ok | physical | 1 | 0 | WRGTSR_2_WSFSR1_PCE50003_CONFIDENTIAL | 0 | 0 | 1 | 1 | 1 | 0 | 1 | 0 | 0 | 1
PCEA | WRGTSR_2_WSFSR1 | PCE50003 | 2024 | 11 | 27.6074 | CONFIDENTIAL | CONFIDENTIAL | online | 4 | CONFIDENTIAL | CONFIDENTIAL | CAISO_Solar | 1 | solar | solar_2024_11 | 1.737% | 1 | CONFIDENTIAL | CONFIDENTIAL | ok | physical | 1 | 0 | WRGTSR_2_WSFSR1_PCE50003_CONFIDENTIAL | 0 | 0 | 1 | 1 | 1 | 0 | 1 | 0 | 0 | 1
PCEA | WRGTSR_2_WSFSR1 | PCE50003 | 2024 | 12 | 21.144 | CONFIDENTIAL | CONFIDENTIAL | online | 4 | CONFIDENTIAL | CONFIDENTIAL | CAISO_Solar | 1 | solar | solar_2024_12 | 0% | 1 | CONFIDENTIAL | CONFIDENTIAL | ok | physical | 1 | 0 | WRGTSR_2_WSFSR1_PCE50003_CONFIDENTIAL | 0 | 0 | 1 | 1 | 1 | 0 | 1 | 0 | 0 | 1
PCEA | WRGTSR_2_WSFSR1 | PCE50003 | 2025 | 1 | 20.5384 | CONFIDENTIAL | CONFIDENTIAL | online | 4 | CONFIDENTIAL | CONFIDENTIAL | CAISO_Solar | 1 | solar | solar_2025_1 | 2.95% | 1 | CONFIDENTIAL | CONFIDENTIAL | ok | physical | 1 | 0 | WRGTSR_2_WSFSR1_PCE50003_CONFIDENTIAL | 0 | 0 | 1 | 1 | 1 | 0 | 1 | 0 | 0 | 1
PCEA | WRGTSR_2_WSFSR1 | PCE50003 | 2025 | 2 | 26.1004 | CONFIDENTIAL | CONFIDENTIAL | online | 4 | CONFIDENTIAL | CONFIDENTIAL | CAISO_Solar | 1 | solar | solar_2025_2 | 2.212% | 1 | CONFIDENTIAL | CONFIDENTIAL | ok | physical | 1 | 0 | WRGTSR_2_WSFSR1_PCE50003_CONFIDENTIAL | 0 | 0 | 1 | 1 | 1 | 0 | 1 | 0 | 0 | 1
PCEA | WRGTSR_2_WSFSR1 | PCE50003 | 2025 | 3 | 44.2352 | CONFIDENTIAL | CONFIDENTIAL | online | 4 | CONFIDENTIAL | CONFIDENTIAL | CAISO_Solar | 1 | solar | solar_2025_3 | 13.27% | 1 | CONFIDENTIAL | CONFIDENTIAL | ok | physical | 1 | 0 | WRGTSR_2_WSFSR1_PCE50003_CONFIDENTIAL | 0 | 0 | 1 | 1 | 1 | 0 | 1 | 0 | 0 | 1
PCEA | WRGTSR_2_WSFSR1 | PCE50003 | 2025 | 4 | 50.9996 | CONFIDENTIAL | CONFIDENTIAL | online | 4 | CONFIDENTIAL | CONFIDENTIAL | CAISO_Solar | 1 | solar | solar_2025_4 | 11.06% | 1 | CONFIDENTIAL | CONFIDENTIAL | ok | physical | 1 | 0 | WRGTSR_2_WSFSR1_PCE50003_CONFIDENTIAL | 0 | 0 | 1 | 1 | 1 | 0 | 1 | 0 | 0 | 1
PCEA | WRGTSR_2_WSFSR1 | PCE50003 | 2025 | 5 | 64.7494 | CONFIDENTIAL | CONFIDENTIAL | online | 4 | CONFIDENTIAL | CONFIDENTIAL | CAISO_Solar | 1 | solar | solar_2025_5 | 11.8% | 1 | CONFIDENTIAL | CONFIDENTIAL | ok | physical | 1 | 0 | WRGTSR_2_WSFSR1_PCE50003_CONFIDENTIAL | 0 | 0 | 1 | 1 | 1 | 0 | 1 | 0 | 0 | 1
PCEA | WRGTSR_2_WSFSR1 | PCE50003 | 2025 | 6 | 68.453 | CONFIDENTIAL | CONFIDENTIAL | online | 4 | CONFIDENTIAL | CONFIDENTIAL | CAISO_Solar | 1 | solar | solar_2025_6 | 22.86% | 1 | CONFIDENTIAL | CONFIDENTIAL | ok | physical | 1 | 0 | WRGTSR_2_WSFSR1_PCE50003_CONFIDENTIAL | 0 | 0 | 1 | 1 | 1 | 0 | 1 | 0 | 0 | 1
PCEA | WRGTSR_2_WSFSR1 | PCE50003 | 2025 | 7 | 69.08 | CONFIDENTIAL | CONFIDENTIAL | online | 4 | CONFIDENTIAL | CONFIDENTIAL | CAISO_Solar | 1 | solar | solar_2025_7 | 28.76% | 1 | CONFIDENTIAL | CONFIDENTIAL | ok | physical | 1 | 0 | WRGTSR_2_WSFSR1_PCE50003_CONFIDENTIAL | 0 | 0 | 1 | 1 | 1 | 0 | 1 | 0 | 0 | 1
PCEA | WRGTSR_2_WSFSR1 | PCE50003 | 2025 | 8 | 62.7106 | CONFIDENTIAL | CONFIDENTIAL | online | 4 | CONFIDENTIAL | CONFIDENTIAL | CAISO_Solar | 1 | solar | solar_2025_8 | 19.91% | 1 | CONFIDENTIAL | CONFIDENTIAL | ok | physical | 1 | 0 | WRGTSR_2_WSFSR1_PCE50003_CONFIDENTIAL | 0 | 0 | 1 | 1 | 1 | 0 | 1 | 0 | 0 | 1
PCEA | WRGTSR_2_WSFSR1 | PCE50003 | 2025 | 9 | 52.7734 | CONFIDENTIAL | CONFIDENTIAL | online | 4 | CONFIDENTIAL | CONFIDENTIAL | CAISO_Solar | 1 | solar | solar_2025_9 | 10.32% | 1 | CONFIDENTIAL | CONFIDENTIAL | ok | physical | 1 | 0 | WRGTSR_2_WSFSR1_PCE50003_CONFIDENTIAL | 0 | 0 | 1 | 1 | 1 | 0 | 1 | 0 | 0 | 1
PCEA | WRGTSR_2_WSFSR1 | PCE50003 | 2025 | 10 | 41.6896 | CONFIDENTIAL | CONFIDENTIAL | online | 4 | CONFIDENTIAL | CONFIDENTIAL | CAISO_Solar | 1 | solar | solar_2025_10 | 1.475% | 1 | CONFIDENTIAL | CONFIDENTIAL | ok | physical | 1 | 0 | WRGTSR_2_WSFSR1_PCE50003_CONFIDENTIAL | 0 | 0 | 1 | 1 | 1 | 0 | 1 | 0 | 0 | 1
PCEA | WRGTSR_2_WSFSR1 | PCE50003 | 2025 | 11 | 27.6074 | CONFIDENTIAL | CONFIDENTIAL | online | 4 | CONFIDENTIAL | CONFIDENTIAL | CAISO_Solar | 1 | solar | solar_2025_11 | 1.475% | 1 | CONFIDENTIAL | CONFIDENTIAL | ok | physical | 1 | 0 | WRGTSR_2_WSFSR1_PCE50003_CONFIDENTIAL | 0 | 0 | 1 | 1 | 1 | 0 | 1 | 0 | 0 | 1
PCEA | WRGTSR_2_WSFSR1 | PCE50003 | 2025 | 12 | 21.144 | CONFIDENTIAL | CONFIDENTIAL | online | 4 | CONFIDENTIAL | CONFIDENTIAL | CAISO_Solar | 1 | solar | solar_2025_12 | 0% | 1 | CONFIDENTIAL | CONFIDENTIAL | ok | physical | 1 | 0 | WRGTSR_2_WSFSR1_PCE50003_CONFIDENTIAL | 0 | 0 | 1 | 1 | 1 | 0 | 1 | 0 | 0 | 1
PCEA | WRGTSR_2_WSFSR1 | PCE50003 | 2026 | 1 | 20.5384 | CONFIDENTIAL | CONFIDENTIAL | online | 4 | CONFIDENTIAL | CONFIDENTIAL | CAISO_Solar | 1 | solar | solar_2026_1 | 2.424% | 1 | CONFIDENTIAL | CONFIDENTIAL | ok | physical | 1 | 0 | WRGTSR_2_WSFSR1_PCE50003_CONFIDENTIAL | 0 | 0 | 1 | 1 | 1 | 0 | 1 | 0 | 0 | 1
PCEA | WRGTSR_2_WSFSR1 | PCE50003 | 2026 | 2 | 26.1004 | CONFIDENTIAL | CONFIDENTIAL | online | 4 | CONFIDENTIAL | CONFIDENTIAL | CAISO_Solar | 1 | solar | solar_2026_2 | 1.818% | 1 | CONFIDENTIAL | CONFIDENTIAL | ok | physical | 1 | 0 | WRGTSR_2_WSFSR1_PCE50003_CONFIDENTIAL | 0 | 0 | 1 | 1 | 1 | 0 | 1 | 0 | 0 | 1
PCEA | WRGTSR_2_WSFSR1 | PCE50003 | 2026 | 3 | 44.2352 | CONFIDENTIAL | CONFIDENTIAL | online | 4 | CONFIDENTIAL | CONFIDENTIAL | CAISO_Solar | 1 | solar | solar_2026_3 | 10.91% | 1 | CONFIDENTIAL | CONFIDENTIAL | ok | physical | 1 | 0 | WRGTSR_2_WSFSR1_PCE50003_CONFIDENTIAL | 0 | 0 | 1 | 1 | 1 | 0 | 1 | 0 | 0 | 1
PCEA | WRGTSR_2_WSFSR1 | PCE50003 | 2026 | 4 | 50.9996 | CONFIDENTIAL | CONFIDENTIAL | online | 4 | CONFIDENTIAL | CONFIDENTIAL | CAISO_Solar | 1 | solar | solar_2026_4 | 9.091% | 1 | CONFIDENTIAL | CONFIDENTIAL | ok | physical | 1 | 0 | WRGTSR_2_WSFSR1_PCE50003_CONFIDENTIAL | 0 | 0 | 1 | 1 | 1 | 0 | 1 | 0 | 0 | 1
PCEA | WRGTSR_2_WSFSR1 | PCE50003 | 2026 | 5 | 64.7494 | CONFIDENTIAL | CONFIDENTIAL | online | 4 | CONFIDENTIAL | CONFIDENTIAL | CAISO_Solar | 1 | solar | solar_2026_5 | 9.697% | 1 | CONFIDENTIAL | CONFIDENTIAL | ok | physical | 1 | 0 | WRGTSR_2_WSFSR1_PCE50003_CONFIDENTIAL | 0 | 0 | 1 | 1 | 1 | 0 | 1 | 0 | 0 | 1
PCEA | WRGTSR_2_WSFSR1 | PCE50003 | 2026 | 6 | 68.453 | CONFIDENTIAL | CONFIDENTIAL | online | 4 | CONFIDENTIAL | CONFIDENTIAL | CAISO_Solar | 1 | solar | solar_2026_6 | 18.79% | 1 | CONFIDENTIAL | CONFIDENTIAL | ok | physical | 1 | 0 | WRGTSR_2_WSFSR1_PCE50003_CONFIDENTIAL | 0 | 0 | 1 | 1 | 1 | 0 | 1 | 0 | 0 | 1
PCEA | WRGTSR_2_WSFSR1 | PCE50003 | 2026 | 7 | 69.08 | CONFIDENTIAL | CONFIDENTIAL | online | 4 | CONFIDENTIAL | CONFIDENTIAL | CAISO_Solar | 1 | solar | solar_2026_7 | 23.64% | 1 | CONFIDENTIAL | CONFIDENTIAL | ok | physical | 1 | 0 | WRGTSR_2_WSFSR1_PCE50003_CONFIDENTIAL | 0 | 0 | 1 | 1 | 1 | 0 | 1 | 0 | 0 | 1
PCEA | WRGTSR_2_WSFSR1 | PCE50003 | 2026 | 8 | 62.7106 | CONFIDENTIAL | CONFIDENTIAL | online | 4 | CONFIDENTIAL | CONFIDENTIAL | CAISO_Solar | 1 | solar | solar_2026_8 | 16.36% | 1 | CONFIDENTIAL | CONFIDENTIAL | ok | physical | 1 | 0 | WRGTSR_2_WSFSR1_PCE50003_CONFIDENTIAL | 0 | 0 | 1 | 1 | 1 | 0 | 1 | 0 | 0 | 1
PCEA | WRGTSR_2_WSFSR1 | PCE50003 | 2026 | 9 | 52.7734 | CONFIDENTIAL | CONFIDENTIAL | online | 4 | CONFIDENTIAL | CONFIDENTIAL | CAISO_Solar | 1 | solar | solar_2026_9 | 8.485% | 1 | CONFIDENTIAL | CONFIDENTIAL | ok | physical | 1 | 0 | WRGTSR_2_WSFSR1_PCE50003_CONFIDENTIAL | 0 | 0 | 1 | 1 | 1 | 0 | 1 | 0 | 0 | 1
PCEA | WRGTSR_2_WSFSR1 | PCE50003 | 2026 | 10 | 41.6896 | CONFIDENTIAL | CONFIDENTIAL | online | 4 | CONFIDENTIAL | CONFIDENTIAL | CAISO_Solar | 1 | solar | solar_2026_10 | 1.212% | 1 | CONFIDENTIAL | CONFIDENTIAL | ok | physical | 1 | 0 | WRGTSR_2_WSFSR1_PCE50003_CONFIDENTIAL | 0 | 0 | 1 | 1 | 1 | 0 | 1 | 0 | 0 | 1
PCEA | WRGTSR_2_WSFSR1 | PCE50003 | 2026 | 11 | 27.6074 | CONFIDENTIAL | CONFIDENTIAL | online | 4 | CONFIDENTIAL | CONFIDENTIAL | CAISO_Solar | 1 | solar | solar_2026_11 | 1.212% | 1 | CONFIDENTIAL | CONFIDENTIAL | ok | physical | 1 | 0 | WRGTSR_2_WSFSR1_PCE50003_CONFIDENTIAL | 0 | 0 | 1 | 1 | 1 | 0 | 1 | 0 | 0 | 1
PCEA | WRGTSR_2_WSFSR1 | PCE50003 | 2026 | 12 | 21.144 | CONFIDENTIAL | CONFIDENTIAL | online | 4 | CONFIDENTIAL | CONFIDENTIAL | CAISO_Solar | 1 | solar | solar_2026_12 | 0% | 1 | CONFIDENTIAL | CONFIDENTIAL | ok | physical | 1 | 0 | WRGTSR_2_WSFSR1_PCE50003_CONFIDENTIAL | 0 | 0 | 1 | 1 | 1 | 0 | 1 | 0 | 0 | 1
PCEA | WRGTSR_2_WSFSR1 | PCE50003 | 2027 | 1 | 20.5384 | CONFIDENTIAL | CONFIDENTIAL | online | 4 | CONFIDENTIAL | CONFIDENTIAL | CAISO_Solar | 1 | solar | solar_2027_1 | 2.15% | 1 | CONFIDENTIAL | CONFIDENTIAL | ok | physical | 1 | 0 | WRGTSR_2_WSFSR1_PCE50003_CONFIDENTIAL | 0 | 0 | 1 | 1 | 1 | 0 | 1 | 0 | 0 | 1
PCEA | WRGTSR_2_WSFSR1 | PCE50003 | 2027 | 2 | 26.1004 | CONFIDENTIAL | CONFIDENTIAL | online | 4 | CONFIDENTIAL | CONFIDENTIAL | CAISO_Solar | 1 | solar | solar_2027_2 | 1.612% | 1 | CONFIDENTIAL | CONFIDENTIAL | ok | physical | 1 | 0 | WRGTSR_2_WSFSR1_PCE50003_CONFIDENTIAL | 0 | 0 | 1 | 1 | 1 | 0 | 1 | 0 | 0 | 1
PCEA | WRGTSR_2_WSFSR1 | PCE50003 | 2027 | 3 | 44.2352 | CONFIDENTIAL | CONFIDENTIAL | online | 4 | CONFIDENTIAL | CONFIDENTIAL | CAISO_Solar | 1 | solar | solar_2027_3 | 9.674% | 1 | CONFIDENTIAL | CONFIDENTIAL | ok | physical | 1 | 0 | WRGTSR_2_WSFSR1_PCE50003_CONFIDENTIAL | 0 | 0 | 1 | 1 | 1 | 0 | 1 | 0 | 0 | 1
PCEA | WRGTSR_2_WSFSR1 | PCE50003 | 2027 | 4 | 50.9996 | CONFIDENTIAL | CONFIDENTIAL | online | 4 | CONFIDENTIAL | CONFIDENTIAL | CAISO_Solar | 1 | solar | solar_2027_4 | 8.062% | 1 | CONFIDENTIAL | CONFIDENTIAL | ok | physical | 1 | 0 | WRGTSR_2_WSFSR1_PCE50003_CONFIDENTIAL | 0 | 0 | 1 | 1 | 1 | 0 | 1 | 0 | 0 | 1
PCEA | WRGTSR_2_WSFSR1 | PCE50003 | 2027 | 5 | 64.7494 | CONFIDENTIAL | CONFIDENTIAL | online | 4 | CONFIDENTIAL | CONFIDENTIAL | CAISO_Solar | 1 | solar | solar_2027_5 | 8.599% | 1 | CONFIDENTIAL | CONFIDENTIAL | ok | physical | 1 | 0 | WRGTSR_2_WSFSR1_PCE50003_CONFIDENTIAL | 0 | 0 | 1 | 1 | 1 | 0 | 1 | 0 | 0 | 1
PCEA | WRGTSR_2_WSFSR1 | PCE50003 | 2027 | 6 | 68.453 | CONFIDENTIAL | CONFIDENTIAL | online | 4 | CONFIDENTIAL | CONFIDENTIAL | CAISO_Solar | 1 | solar | solar_2027_6 | 16.66% | 1 | CONFIDENTIAL | CONFIDENTIAL | ok | physical | 1 | 0 | WRGTSR_2_WSFSR1_PCE50003_CONFIDENTIAL | 0 | 0 | 1 | 1 | 1 | 0 | 1 | 0 | 0 | 1
PCEA | WRGTSR_2_WSFSR1 | PCE50003 | 2027 | 7 | 69.08 | CONFIDENTIAL | CONFIDENTIAL | online | 4 | CONFIDENTIAL | CONFIDENTIAL | CAISO_Solar | 1 | solar | solar_2027_7 | 20.96% | 1 | CONFIDENTIAL | CONFIDENTIAL | ok | physical | 1 | 0 | WRGTSR_2_WSFSR1_PCE50003_CONFIDENTIAL | 0 | 0 | 1 | 1 | 1 | 0 | 1 | 0 | 0 | 1
PCEA | WRGTSR_2_WSFSR1 | PCE50003 | 2027 | 8 | 62.7106 | CONFIDENTIAL | CONFIDENTIAL | online | 4 | CONFIDENTIAL | CONFIDENTIAL | CAISO_Solar | 1 | solar | solar_2027_8 | 14.51% | 1 | CONFIDENTIAL | CONFIDENTIAL | ok | physical | 1 | 0 | WRGTSR_2_WSFSR1_PCE50003_CONFIDENTIAL | 0 | 0 | 1 | 1 | 1 | 0 | 1 | 0 | 0 | 1
PCEA | WRGTSR_2_WSFSR1 | PCE50003 | 2027 | 9 | 52.7734 | CONFIDENTIAL | CONFIDENTIAL | online | 4 | CONFIDENTIAL | CONFIDENTIAL | CAISO_Solar | 1 | solar | solar_2027_9 | 7.524% | 1 | CONFIDENTIAL | CONFIDENTIAL | ok | physical | 1 | 0 | WRGTSR_2_WSFSR1_PCE50003_CONFIDENTIAL | 0 | 0 | 1 | 1 | 1 | 0 | 1 | 0 | 0 | 1
PCEA | WRGTSR_2_WSFSR1 | PCE50003 | 2027 | 10 | 41.6896 | CONFIDENTIAL | CONFIDENTIAL | online | 4 | CONFIDENTIAL | CONFIDENTIAL | CAISO_Solar | 1 | solar | solar_2027_10 | 1.075% | 1 | CONFIDENTIAL | CONFIDENTIAL | ok | physical | 1 | 0 | WRGTSR_2_WSFSR1_PCE50003_CONFIDENTIAL | 0 | 0 | 1 | 1 | 1 | 0 | 1 | 0 | 0 | 1
PCEA | WRGTSR_2_WSFSR1 | PCE50003 | 2027 | 11 | 27.6074 | CONFIDENTIAL | CONFIDENTIAL | online | 4 | CONFIDENTIAL | CONFIDENTIAL | CAISO_Solar | 1 | solar | solar_2027_11 | 1.075% | 1 | CONFIDENTIAL | CONFIDENTIAL | ok | physical | 1 | 0 | WRGTSR_2_WSFSR1_PCE50003_CONFIDENTIAL | 0 | 0 | 1 | 1 | 1 | 0 | 1 | 0 | 0 | 1
PCEA | WRGTSR_2_WSFSR1 | PCE50003 | 2027 | 12 | 21.144 | CONFIDENTIAL | CONFIDENTIAL | online | 4 | CONFIDENTIAL | CONFIDENTIAL | CAISO_Solar | 1 | solar | solar_2027_12 | 0% | 1 | CONFIDENTIAL | CONFIDENTIAL | ok | physical | 1 | 0 | WRGTSR_2_WSFSR1_PCE50003_CONFIDENTIAL | 0 | 0 | 1 | 1 | 1 | 0 | 1 | 0 | 0 | 1
PCEA | WRGTSR_2_WSFSR1 | PCE50003 | 2028 | 1 | 20.5384 | CONFIDENTIAL | CONFIDENTIAL | online | 4 | CONFIDENTIAL | CONFIDENTIAL | CAISO_Solar | 1 | solar | solar_2028_1 | 1.875% | 1 | CONFIDENTIAL | CONFIDENTIAL | ok | physical | 1 | 0 | WRGTSR_2_WSFSR1_PCE50003_CONFIDENTIAL | 0 | 0 | 1 | 1 | 1 | 0 | 1 | 0 | 0 | 1
PCEA | WRGTSR_2_WSFSR1 | PCE50003 | 2028 | 2 | 26.1004 | CONFIDENTIAL | CONFIDENTIAL | online | 4 | CONFIDENTIAL | CONFIDENTIAL | CAISO_Solar | 1 | solar | solar_2028_2 | 1.406% | 1 | CONFIDENTIAL | CONFIDENTIAL | ok | physical | 1 | 0 | WRGTSR_2_WSFSR1_PCE50003_CONFIDENTIAL | 0 | 0 | 1 | 1 | 1 | 0 | 1 | 0 | 0 | 1
PCEA | WRGTSR_2_WSFSR1 | PCE50003 | 2028 | 3 | 44.2352 | CONFIDENTIAL | CONFIDENTIAL | online | 4 | CONFIDENTIAL | CONFIDENTIAL | CAISO_Solar | 1 | solar | solar_2028_3 | 8.439% | 1 | CONFIDENTIAL | CONFIDENTIAL | ok | physical | 1 | 0 | WRGTSR_2_WSFSR1_PCE50003_CONFIDENTIAL | 0 | 0 | 1 | 1 | 1 | 0 | 1 | 0 | 0 | 1
PCEA | WRGTSR_2_WSFSR1 | PCE50003 | 2028 | 4 | 50.9996 | CONFIDENTIAL | CONFIDENTIAL | online | 4 | CONFIDENTIAL | CONFIDENTIAL | CAISO_Solar | 1 | solar | solar_2028_4 | 7.032% | 1 | CONFIDENTIAL | CONFIDENTIAL | ok | physical | 1 | 0 | WRGTSR_2_WSFSR1_PCE50003_CONFIDENTIAL | 0 | 0 | 1 | 1 | 1 | 0 | 1 | 0 | 0 | 1
PCEA | WRGTSR_2_WSFSR1 | PCE50003 | 2028 | 5 | 64.7494 | CONFIDENTIAL | CONFIDENTIAL | online | 4 | CONFIDENTIAL | CONFIDENTIAL | CAISO_Solar | 1 | solar | solar_2028_5 | 7.501% | 1 | CONFIDENTIAL | CONFIDENTIAL | ok | physical | 1 | 0 | WRGTSR_2_WSFSR1_PCE50003_CONFIDENTIAL | 0 | 0 | 1 | 1 | 1 | 0 | 1 | 0 | 0 | 1
PCEA | WRGTSR_2_WSFSR1 | PCE50003 | 2028 | 6 | 68.453 | CONFIDENTIAL | CONFIDENTIAL | online | 4 | CONFIDENTIAL | CONFIDENTIAL | CAISO_Solar | 1 | solar | solar_2028_6 | 14.53% | 1 | CONFIDENTIAL | CONFIDENTIAL | ok | physical | 1 | 0 | WRGTSR_2_WSFSR1_PCE50003_CONFIDENTIAL | 0 | 0 | 1 | 1 | 1 | 0 | 1 | 0 | 0 | 1
PCEA | WRGTSR_2_WSFSR1 | PCE50003 | 2028 | 7 | 69.08 | CONFIDENTIAL | CONFIDENTIAL | online | 4 | CONFIDENTIAL | CONFIDENTIAL | CAISO_Solar | 1 | solar | solar_2028_7 | 18.28% | 1 | CONFIDENTIAL | CONFIDENTIAL | ok | physical | 1 | 0 | WRGTSR_2_WSFSR1_PCE50003_CONFIDENTIAL | 0 | 0 | 1 | 1 | 1 | 0 | 1 | 0 | 0 | 1
PCEA | WRGTSR_2_WSFSR1 | PCE50003 | 2028 | 8 | 62.7106 | CONFIDENTIAL | CONFIDENTIAL | online | 4 | CONFIDENTIAL | CONFIDENTIAL | CAISO_Solar | 1 | solar | solar_2028_8 | 12.66% | 1 | CONFIDENTIAL | CONFIDENTIAL | ok | physical | 1 | 0 | WRGTSR_2_WSFSR1_PCE50003_CONFIDENTIAL | 0 | 0 | 1 | 1 | 1 | 0 | 1 | 0 | 0 | 1
PCEA | WRGTSR_2_WSFSR1 | PCE50003 | 2028 | 9 | 52.7734 | CONFIDENTIAL | CONFIDENTIAL | online | 4 | CONFIDENTIAL | CONFIDENTIAL | CAISO_Solar | 1 | solar | solar_2028_9 | 6.563% | 1 | CONFIDENTIAL | CONFIDENTIAL | ok | physical | 1 | 0 | WRGTSR_2_WSFSR1_PCE50003_CONFIDENTIAL | 0 | 0 | 1 | 1 | 1 | 0 | 1 | 0 | 0 | 1
PCEA | WRGTSR_2_WSFSR1 | PCE50003 | 2028 | 10 | 41.6896 | CONFIDENTIAL | CONFIDENTIAL | online | 4 | CONFIDENTIAL | CONFIDENTIAL | CAISO_Solar | 1 | solar | solar_2028_10 | 0.9376% | 1 | CONFIDENTIAL | CONFIDENTIAL | ok | physical | 1 | 0 | WRGTSR_2_WSFSR1_PCE50003_CONFIDENTIAL | 0 | 0 | 1 | 1 | 1 | 0 | 1 | 0 | 0 | 1
PCEA | WRGTSR_2_WSFSR1 | PCE50003 | 2028 | 11 | 27.6074 | CONFIDENTIAL | CONFIDENTIAL | online | 4 | CONFIDENTIAL | CONFIDENTIAL | CAISO_Solar | 1 | solar | solar_2028_11 | 0.9376% | 1 | CONFIDENTIAL | CONFIDENTIAL | ok | physical | 1 | 0 | WRGTSR_2_WSFSR1_PCE50003_CONFIDENTIAL | 0 | 0 | 1 | 1 | 1 | 0 | 1 | 0 | 0 | 1
PCEA | WRGTSR_2_WSFSR1 | PCE50003 | 2028 | 12 | 21.144 | CONFIDENTIAL | CONFIDENTIAL | online | 4 | CONFIDENTIAL | CONFIDENTIAL | CAISO_Solar | 1 | solar | solar_2028_12 | 0% | 1 | CONFIDENTIAL | CONFIDENTIAL | ok | physical | 1 | 0 | WRGTSR_2_WSFSR1_PCE50003_CONFIDENTIAL | 0 | 0 | 1 | 1 | 1 | 0 | 1 | 0 | 0 | 1
PCEA | WRGTSR_2_WSFSR1 | PCE50003 | 2029 | 1 | 20.5384 | CONFIDENTIAL | CONFIDENTIAL | online | 4 | CONFIDENTIAL | CONFIDENTIAL | CAISO_Solar | 1 | solar | solar_2029_1 | 1.601% | 1 | CONFIDENTIAL | CONFIDENTIAL | ok | physical | 1 | 0 | WRGTSR_2_WSFSR1_PCE50003_CONFIDENTIAL | 0 | 0 | 1 | 1 | 1 | 0 | 1 | 0 | 0 | 1
PCEA | WRGTSR_2_WSFSR1 | PCE50003 | 2029 | 2 | 26.1004 | CONFIDENTIAL | CONFIDENTIAL | online | 4 | CONFIDENTIAL | CONFIDENTIAL | CAISO_Solar | 1 | solar | solar_2029_2 | 1.201% | 1 | CONFIDENTIAL | CONFIDENTIAL | ok | physical | 1 | 0 | WRGTSR_2_WSFSR1_PCE50003_CONFIDENTIAL | 0 | 0 | 1 | 1 | 1 | 0 | 1 | 0 | 0 | 1
PCEA | WRGTSR_2_WSFSR1 | PCE50003 | 2029 | 3 | 44.2352 | CONFIDENTIAL | CONFIDENTIAL | online | 4 | CONFIDENTIAL | CONFIDENTIAL | CAISO_Solar | 1 | solar | solar_2029_3 | 7.204% | 1 | CONFIDENTIAL | CONFIDENTIAL | ok | physical | 1 | 0 | WRGTSR_2_WSFSR1_PCE50003_CONFIDENTIAL | 0 | 0 | 1 | 1 | 1 | 0 | 1 | 0 | 0 | 1
PCEA | WRGTSR_2_WSFSR1 | PCE50003 | 2029 | 4 | 50.9996 | CONFIDENTIAL | CONFIDENTIAL | online | 4 | CONFIDENTIAL | CONFIDENTIAL | CAISO_Solar | 1 | solar | solar_2029_4 | 6.003% | 1 | CONFIDENTIAL | CONFIDENTIAL | ok | physical | 1 | 0 | WRGTSR_2_WSFSR1_PCE50003_CONFIDENTIAL | 0 | 0 | 1 | 1 | 1 | 0 | 1 | 0 | 0 | 1
PCEA | WRGTSR_2_WSFSR1 | PCE50003 | 2029 | 5 | 64.7494 | CONFIDENTIAL | CONFIDENTIAL | online | 4 | CONFIDENTIAL | CONFIDENTIAL | CAISO_Solar | 1 | solar | solar_2029_5 | 6.403% | 1 | CONFIDENTIAL | CONFIDENTIAL | ok | physical | 1 | 0 | WRGTSR_2_WSFSR1_PCE50003_CONFIDENTIAL | 0 | 0 | 1 | 1 | 1 | 0 | 1 | 0 | 0 | 1
PCEA | WRGTSR_2_WSFSR1 | PCE50003 | 2029 | 6 | 68.453 | CONFIDENTIAL | CONFIDENTIAL | online | 4 | CONFIDENTIAL | CONFIDENTIAL | CAISO_Solar | 1 | solar | solar_2029_6 | 12.41% | 1 | CONFIDENTIAL | CONFIDENTIAL | ok | physical | 1 | 0 | WRGTSR_2_WSFSR1_PCE50003_CONFIDENTIAL | 0 | 0 | 1 | 1 | 1 | 0 | 1 | 0 | 0 | 1
PCEA | WRGTSR_2_WSFSR1 | PCE50003 | 2029 | 7 | 69.08 | CONFIDENTIAL | CONFIDENTIAL | online | 4 | CONFIDENTIAL | CONFIDENTIAL | CAISO_Solar | 1 | solar | solar_2029_7 | 15.61% | 1 | CONFIDENTIAL | CONFIDENTIAL | ok | physical | 1 | 0 | WRGTSR_2_WSFSR1_PCE50003_CONFIDENTIAL | 0 | 0 | 1 | 1 | 1 | 0 | 1 | 0 | 0 | 1
PCEA | WRGTSR_2_WSFSR1 | PCE50003 | 2029 | 8 | 62.7106 | CONFIDENTIAL | CONFIDENTIAL | online | 4 | CONFIDENTIAL | CONFIDENTIAL | CAISO_Solar | 1 | solar | solar_2029_8 | 10.81% | 1 | CONFIDENTIAL | CONFIDENTIAL | ok | physical | 1 | 0 | WRGTSR_2_WSFSR1_PCE50003_CONFIDENTIAL | 0 | 0 | 1 | 1 | 1 | 0 | 1 | 0 | 0 | 1
PCEA | WRGTSR_2_WSFSR1 | PCE50003 | 2029 | 9 | 52.7734 | CONFIDENTIAL | CONFIDENTIAL | online | 4 | CONFIDENTIAL | CONFIDENTIAL | CAISO_Solar | 1 | solar | solar_2029_9 | 5.603% | 1 | CONFIDENTIAL | CONFIDENTIAL | ok | physical | 1 | 0 | WRGTSR_2_WSFSR1_PCE50003_CONFIDENTIAL | 0 | 0 | 1 | 1 | 1 | 0 | 1 | 0 | 0 | 1
PCEA | WRGTSR_2_WSFSR1 | PCE50003 | 2029 | 10 | 41.6896 | CONFIDENTIAL | CONFIDENTIAL | online | 4 | CONFIDENTIAL | CONFIDENTIAL | CAISO_Solar | 1 | solar | solar_2029_10 | 0.8004% | 1 | CONFIDENTIAL | CONFIDENTIAL | ok | physical | 1 | 0 | WRGTSR_2_WSFSR1_PCE50003_CONFIDENTIAL | 0 | 0 | 1 | 1 | 1 | 0 | 1 | 0 | 0 | 1
PCEA | WRGTSR_2_WSFSR1 | PCE50003 | 2029 | 11 | 27.6074 | CONFIDENTIAL | CONFIDENTIAL | online | 4 | CONFIDENTIAL | CONFIDENTIAL | CAISO_Solar | 1 | solar | solar_2029_11 | 0.8004% | 1 | CONFIDENTIAL | CONFIDENTIAL | ok | physical | 1 | 0 | WRGTSR_2_WSFSR1_PCE50003_CONFIDENTIAL | 0 | 0 | 1 | 1 | 1 | 0 | 1 | 0 | 0 | 1
PCEA | WRGTSR_2_WSFSR1 | PCE50003 | 2029 | 12 | 21.144 | CONFIDENTIAL | CONFIDENTIAL | online | 4 | CONFIDENTIAL | CONFIDENTIAL | CAISO_Solar | 1 | solar | solar_2029_12 | 0% | 1 | CONFIDENTIAL | CONFIDENTIAL | ok | physical | 1 | 0 | WRGTSR_2_WSFSR1_PCE50003_CONFIDENTIAL | 0 | 0 | 1 | 1 | 1 | 0 | 1 | 0 | 0 | 1
PCEA | WRGTSR_2_WSFSR1 | PCE50003 | 2030 | 1 | 20.5384 | CONFIDENTIAL | CONFIDENTIAL | online | 4 | CONFIDENTIAL | CONFIDENTIAL | CAISO_Solar | 1 | solar | solar_2030_1 | 1.326% | 1 | CONFIDENTIAL | CONFIDENTIAL | ok | physical | 1 | 0 | WRGTSR_2_WSFSR1_PCE50003_CONFIDENTIAL | 0 | 0 | 1 | 1 | 1 | 0 | 1 | 0 | 0 | 1
PCEA | WRGTSR_2_WSFSR1 | PCE50003 | 2030 | 2 | 26.1004 | CONFIDENTIAL | CONFIDENTIAL | online | 4 | CONFIDENTIAL | CONFIDENTIAL | CAISO_Solar | 1 | solar | solar_2030_2 | 0.9947% | 1 | CONFIDENTIAL | CONFIDENTIAL | ok | physical | 1 | 0 | WRGTSR_2_WSFSR1_PCE50003_CONFIDENTIAL | 0 | 0 | 1 | 1 | 1 | 0 | 1 | 0 | 0 | 1
PCEA | WRGTSR_2_WSFSR1 | PCE50003 | 2030 | 3 | 44.2352 | CONFIDENTIAL | CONFIDENTIAL | online | 4 | CONFIDENTIAL | CONFIDENTIAL | CAISO_Solar | 1 | solar | solar_2030_3 | 5.968% | 1 | CONFIDENTIAL | CONFIDENTIAL | ok | physical | 1 | 0 | WRGTSR_2_WSFSR1_PCE50003_CONFIDENTIAL | 0 | 0 | 1 | 1 | 1 | 0 | 1 | 0 | 0 | 1
PCEA | WRGTSR_2_WSFSR1 | PCE50003 | 2030 | 4 | 50.9996 | CONFIDENTIAL | CONFIDENTIAL | online | 4 | CONFIDENTIAL | CONFIDENTIAL | CAISO_Solar | 1 | solar | solar_2030_4 | 4.974% | 1 | CONFIDENTIAL | CONFIDENTIAL | ok | physical | 1 | 0 | WRGTSR_2_WSFSR1_PCE50003_CONFIDENTIAL | 0 | 0 | 1 | 1 | 1 | 0 | 1 | 0 | 0 | 1
PCEA | WRGTSR_2_WSFSR1 | PCE50003 | 2030 | 5 | 64.7494 | CONFIDENTIAL | CONFIDENTIAL | online | 4 | CONFIDENTIAL | CONFIDENTIAL | CAISO_Solar | 1 | solar | solar_2030_5 | 5.305% | 1 | CONFIDENTIAL | CONFIDENTIAL | ok | physical | 1 | 0 | WRGTSR_2_WSFSR1_PCE50003_CONFIDENTIAL | 0 | 0 | 1 | 1 | 1 | 0 | 1 | 0 | 0 | 1
PCEA | WRGTSR_2_WSFSR1 | PCE50003 | 2030 | 6 | 68.453 | CONFIDENTIAL | CONFIDENTIAL | online | 4 | CONFIDENTIAL | CONFIDENTIAL | CAISO_Solar | 1 | solar | solar_2030_6 | 10.28% | 1 | CONFIDENTIAL | CONFIDENTIAL | ok | physical | 1 | 0 | WRGTSR_2_WSFSR1_PCE50003_CONFIDENTIAL | 0 | 0 | 1 | 1 | 1 | 0 | 1 | 0 | 0 | 1
PCEA | WRGTSR_2_WSFSR1 | PCE50003 | 2030 | 7 | 69.08 | CONFIDENTIAL | CONFIDENTIAL | online | 4 | CONFIDENTIAL | CONFIDENTIAL | CAISO_Solar | 1 | solar | solar_2030_7 | 12.93% | 1 | CONFIDENTIAL | CONFIDENTIAL | ok | physical | 1 | 0 | WRGTSR_2_WSFSR1_PCE50003_CONFIDENTIAL | 0 | 0 | 1 | 1 | 1 | 0 | 1 | 0 | 0 | 1
PCEA | WRGTSR_2_WSFSR1 | PCE50003 | 2030 | 8 | 62.7106 | CONFIDENTIAL | CONFIDENTIAL | online | 4 | CONFIDENTIAL | CONFIDENTIAL | CAISO_Solar | 1 | solar | solar_2030_8 | 8.953% | 1 | CONFIDENTIAL | CONFIDENTIAL | ok | physical | 1 | 0 | WRGTSR_2_WSFSR1_PCE50003_CONFIDENTIAL | 0 | 0 | 1 | 1 | 1 | 0 | 1 | 0 | 0 | 1
PCEA | WRGTSR_2_WSFSR1 | PCE50003 | 2030 | 9 | 52.7734 | CONFIDENTIAL | CONFIDENTIAL | online | 4 | CONFIDENTIAL | CONFIDENTIAL | CAISO_Solar | 1 | solar | solar_2030_9 | 4.642% | 1 | CONFIDENTIAL | CONFIDENTIAL | ok | physical | 1 | 0 | WRGTSR_2_WSFSR1_PCE50003_CONFIDENTIAL | 0 | 0 | 1 | 1 | 1 | 0 | 1 | 0 | 0 | 1
PCEA | WRGTSR_2_WSFSR1 | PCE50003 | 2030 | 10 | 41.6896 | CONFIDENTIAL | CONFIDENTIAL | online | 4 | CONFIDENTIAL | CONFIDENTIAL | CAISO_Solar | 1 | solar | solar_2030_10 | 0.6632% | 1 | CONFIDENTIAL | CONFIDENTIAL | ok | physical | 1 | 0 | WRGTSR_2_WSFSR1_PCE50003_CONFIDENTIAL | 0 | 0 | 1 | 1 | 1 | 0 | 1 | 0 | 0 | 1
PCEA | WRGTSR_2_WSFSR1 | PCE50003 | 2030 | 11 | 27.6074 | CONFIDENTIAL | CONFIDENTIAL | online | 4 | CONFIDENTIAL | CONFIDENTIAL | CAISO_Solar | 1 | solar | solar_2030_11 | 0.6632% | 1 | CONFIDENTIAL | CONFIDENTIAL | ok | physical | 1 | 0 | WRGTSR_2_WSFSR1_PCE50003_CONFIDENTIAL | 0 | 0 | 1 | 1 | 1 | 0 | 1 | 0 | 0 | 1
PCEA | WRGTSR_2_WSFSR1 | PCE50003 | 2030 | 12 | 21.144 | CONFIDENTIAL | CONFIDENTIAL | online | 4 | CONFIDENTIAL | CONFIDENTIAL | CAISO_Solar | 1 | solar | solar_2030_12 | 0% | 1 | CONFIDENTIAL | CONFIDENTIAL | ok | physical | 1 | 0 | WRGTSR_2_WSFSR1_PCE50003_CONFIDENTIAL | 0 | 0 | 1 | 1 | 1 | 0 | 1 | 0 | 0 | 1
PCEA | new_generic_solar_1axis | PCE50002 | 2021 | 1 | 11.7941 | CONFIDENTIAL | CONFIDENTIAL | development |  | CONFIDENTIAL | CONFIDENTIAL | CAISO_Solar | 0 | solar | solar_2021_1 | 4% | 1 | CONFIDENTIAL | CONFIDENTIAL | ok | new_generic | 1 | 0 | new_generic_solar_1axis_PCE50002_CONFIDENTIAL | 1 | 9 | 1 | 1 | 1 | 0 | 1 | 0 | 0 | 1
PCEA | new_generic_solar_1axis | PCE50002 | 2021 | 2 | 16.5261 | CONFIDENTIAL | CONFIDENTIAL | development |  | CONFIDENTIAL | CONFIDENTIAL | CAISO_Solar | 0 | solar | solar_2021_2 | 3% | 1 | CONFIDENTIAL | CONFIDENTIAL | ok | new_generic | 1 | 0 | new_generic_solar_1axis_PCE50002_CONFIDENTIAL | 0 | 0 | 1 | 1 | 1 | 0 | 1 | 0 | 0 | 1
PCEA | new_generic_solar_1axis | PCE50002 | 2021 | 3 | 25.2505 | CONFIDENTIAL | CONFIDENTIAL | development |  | CONFIDENTIAL | CONFIDENTIAL | CAISO_Solar | 0 | solar | solar_2021_3 | 18% | 1 | CONFIDENTIAL | CONFIDENTIAL | ok | new_generic | 1 | 0 | new_generic_solar_1axis_PCE50002_CONFIDENTIAL | 0 | 0 | 1 | 1 | 1 | 0 | 1 | 0 | 0 | 1
PCEA | new_generic_solar_1axis | PCE50002 | 2021 | 4 | 29.1482 | CONFIDENTIAL | CONFIDENTIAL | development |  | CONFIDENTIAL | CONFIDENTIAL | CAISO_Solar | 0 | solar | solar_2021_4 | 15% | 1 | CONFIDENTIAL | CONFIDENTIAL | ok | new_generic | 1 | 0 | new_generic_solar_1axis_PCE50002_CONFIDENTIAL | 0 | 0 | 1 | 1 | 1 | 0 | 1 | 0 | 0 | 1
PCEA | new_generic_solar_1axis | PCE50002 | 2021 | 5 | 33.5454 | CONFIDENTIAL | CONFIDENTIAL | development |  | CONFIDENTIAL | CONFIDENTIAL | CAISO_Solar | 0 | solar | solar_2021_5 | 16% | 1 | CONFIDENTIAL | CONFIDENTIAL | ok | new_generic | 1 | 0 | new_generic_solar_1axis_PCE50002_CONFIDENTIAL | 0 | 0 | 1 | 1 | 1 | 0 | 1 | 0 | 0 | 1
PCEA | new_generic_solar_1axis | PCE50002 | 2021 | 6 | 34.7184 | CONFIDENTIAL | CONFIDENTIAL | development |  | CONFIDENTIAL | CONFIDENTIAL | CAISO_Solar | 0 | solar | solar_2021_6 | 31% | 1 | CONFIDENTIAL | CONFIDENTIAL | ok | new_generic | 1 | 0 | new_generic_solar_1axis_PCE50002_CONFIDENTIAL | 0 | 0 | 1 | 1 | 1 | 0 | 1 | 0 | 0 | 1
PCEA | new_generic_solar_1axis | PCE50002 | 2021 | 7 | 35.271 | CONFIDENTIAL | CONFIDENTIAL | development |  | CONFIDENTIAL | CONFIDENTIAL | CAISO_Solar | 0 | solar | solar_2021_7 | 39% | 1 | CONFIDENTIAL | CONFIDENTIAL | ok | new_generic | 1 | 0 | new_generic_solar_1axis_PCE50002_CONFIDENTIAL | 0 | 0 | 1 | 1 | 1 | 0 | 1 | 0 | 0 | 1
PCEA | new_generic_solar_1axis | PCE50002 | 2021 | 8 | 33.7067 | CONFIDENTIAL | CONFIDENTIAL | development |  | CONFIDENTIAL | CONFIDENTIAL | CAISO_Solar | 0 | solar | solar_2021_8 | 27% | 1 | CONFIDENTIAL | CONFIDENTIAL | ok | new_generic | 1 | 0 | new_generic_solar_1axis_PCE50002_CONFIDENTIAL | 0 | 0 | 1 | 1 | 1 | 0 | 1 | 0 | 0 | 1
PCEA | new_generic_solar_1axis | PCE50002 | 2021 | 9 | 28.8106 | CONFIDENTIAL | CONFIDENTIAL | development |  | CONFIDENTIAL | CONFIDENTIAL | CAISO_Solar | 0 | solar | solar_2021_9 | 14% | 1 | CONFIDENTIAL | CONFIDENTIAL | ok | new_generic | 1 | 0 | new_generic_solar_1axis_PCE50002_CONFIDENTIAL | 0 | 0 | 1 | 1 | 1 | 0 | 1 | 0 | 0 | 1
PCEA | new_generic_solar_1axis | PCE50002 | 2021 | 10 | 22.882 | CONFIDENTIAL | CONFIDENTIAL | development |  | CONFIDENTIAL | CONFIDENTIAL | CAISO_Solar | 0 | solar | solar_2021_10 | 2% | 1 | CONFIDENTIAL | CONFIDENTIAL | ok | new_generic | 1 | 0 | new_generic_solar_1axis_PCE50002_CONFIDENTIAL | 0 | 0 | 1 | 1 | 1 | 0 | 1 | 0 | 0 | 1
PCEA | new_generic_solar_1axis | PCE50002 | 2021 | 11 | 14.6107 | CONFIDENTIAL | CONFIDENTIAL | development |  | CONFIDENTIAL | CONFIDENTIAL | CAISO_Solar | 0 | solar | solar_2021_11 | 2% | 1 | CONFIDENTIAL | CONFIDENTIAL | ok | new_generic | 1 | 0 | new_generic_solar_1axis_PCE50002_CONFIDENTIAL | 0 | 0 | 1 | 1 | 1 | 0 | 1 | 0 | 0 | 1
PCEA | new_generic_solar_1axis | PCE50002 | 2021 | 12 | 11.1781 | CONFIDENTIAL | CONFIDENTIAL | development |  | CONFIDENTIAL | CONFIDENTIAL | CAISO_Solar | 0 | solar | solar_2021_12 | 0% | 1 | CONFIDENTIAL | CONFIDENTIAL | ok | new_generic | 1 | 0 | new_generic_solar_1axis_PCE50002_CONFIDENTIAL | 0 | 0 | 1 | 1 | 1 | 0 | 1 | 0 | 0 | 1
PCEA | new_generic_solar_1axis | PCE50002 | 2022 | 1 | 11.7941 | CONFIDENTIAL | CONFIDENTIAL | development |  | CONFIDENTIAL | CONFIDENTIAL | CAISO_Solar | 0 | solar | solar_2022_1 | 4% | 1 | CONFIDENTIAL | CONFIDENTIAL | ok | new_generic | 1 | 0 | new_generic_solar_1axis_PCE50002_CONFIDENTIAL | 0 | 0 | 1 | 1 | 1 | 0 | 1 | 0 | 0 | 1
PCEA | new_generic_solar_1axis | PCE50002 | 2022 | 2 | 16.5261 | CONFIDENTIAL | CONFIDENTIAL | development |  | CONFIDENTIAL | CONFIDENTIAL | CAISO_Solar | 0 | solar | solar_2022_2 | 3% | 1 | CONFIDENTIAL | CONFIDENTIAL | ok | new_generic | 1 | 0 | new_generic_solar_1axis_PCE50002_CONFIDENTIAL | 0 | 0 | 1 | 1 | 1 | 0 | 1 | 0 | 0 | 1
PCEA | new_generic_solar_1axis | PCE50002 | 2022 | 3 | 25.2505 | CONFIDENTIAL | CONFIDENTIAL | development |  | CONFIDENTIAL | CONFIDENTIAL | CAISO_Solar | 0 | solar | solar_2022_3 | 18% | 1 | CONFIDENTIAL | CONFIDENTIAL | ok | new_generic | 1 | 0 | new_generic_solar_1axis_PCE50002_CONFIDENTIAL | 0 | 0 | 1 | 1 | 1 | 0 | 1 | 0 | 0 | 1
PCEA | new_generic_solar_1axis | PCE50002 | 2022 | 4 | 29.1482 | CONFIDENTIAL | CONFIDENTIAL | development |  | CONFIDENTIAL | CONFIDENTIAL | CAISO_Solar | 0 | solar | solar_2022_4 | 15% | 1 | CONFIDENTIAL | CONFIDENTIAL | ok | new_generic | 1 | 0 | new_generic_solar_1axis_PCE50002_CONFIDENTIAL | 0 | 0 | 1 | 1 | 1 | 0 | 1 | 0 | 0 | 1
PCEA | new_generic_solar_1axis | PCE50002 | 2022 | 5 | 33.5454 | CONFIDENTIAL | CONFIDENTIAL | development |  | CONFIDENTIAL | CONFIDENTIAL | CAISO_Solar | 0 | solar | solar_2022_5 | 16% | 1 | CONFIDENTIAL | CONFIDENTIAL | ok | new_generic | 1 | 0 | new_generic_solar_1axis_PCE50002_CONFIDENTIAL | 0 | 0 | 1 | 1 | 1 | 0 | 1 | 0 | 0 | 1
PCEA | new_generic_solar_1axis | PCE50002 | 2022 | 6 | 34.7184 | CONFIDENTIAL | CONFIDENTIAL | development |  | CONFIDENTIAL | CONFIDENTIAL | CAISO_Solar | 0 | solar | solar_2022_6 | 31% | 1 | CONFIDENTIAL | CONFIDENTIAL | ok | new_generic | 1 | 0 | new_generic_solar_1axis_PCE50002_CONFIDENTIAL | 0 | 0 | 1 | 1 | 1 | 0 | 1 | 0 | 0 | 1
PCEA | new_generic_solar_1axis | PCE50002 | 2022 | 7 | 35.271 | CONFIDENTIAL | CONFIDENTIAL | development |  | CONFIDENTIAL | CONFIDENTIAL | CAISO_Solar | 0 | solar | solar_2022_7 | 39% | 1 | CONFIDENTIAL | CONFIDENTIAL | ok | new_generic | 1 | 0 | new_generic_solar_1axis_PCE50002_CONFIDENTIAL | 0 | 0 | 1 | 1 | 1 | 0 | 1 | 0 | 0 | 1
PCEA | new_generic_solar_1axis | PCE50002 | 2022 | 8 | 33.7067 | CONFIDENTIAL | CONFIDENTIAL | development |  | CONFIDENTIAL | CONFIDENTIAL | CAISO_Solar | 0 | solar | solar_2022_8 | 27% | 1 | CONFIDENTIAL | CONFIDENTIAL | ok | new_generic | 1 | 0 | new_generic_solar_1axis_PCE50002_CONFIDENTIAL | 0 | 0 | 1 | 1 | 1 | 0 | 1 | 0 | 0 | 1
PCEA | new_generic_solar_1axis | PCE50002 | 2022 | 9 | 28.8106 | CONFIDENTIAL | CONFIDENTIAL | development |  | CONFIDENTIAL | CONFIDENTIAL | CAISO_Solar | 0 | solar | solar_2022_9 | 14% | 1 | CONFIDENTIAL | CONFIDENTIAL | ok | new_generic | 1 | 0 | new_generic_solar_1axis_PCE50002_CONFIDENTIAL | 0 | 0 | 1 | 1 | 1 | 0 | 1 | 0 | 0 | 1
PCEA | new_generic_solar_1axis | PCE50002 | 2022 | 10 | 22.882 | CONFIDENTIAL | CONFIDENTIAL | development |  | CONFIDENTIAL | CONFIDENTIAL | CAISO_Solar | 0 | solar | solar_2022_10 | 2% | 1 | CONFIDENTIAL | CONFIDENTIAL | ok | new_generic | 1 | 0 | new_generic_solar_1axis_PCE50002_CONFIDENTIAL | 0 | 0 | 1 | 1 | 1 | 0 | 1 | 0 | 0 | 1
PCEA | new_generic_solar_1axis | PCE50002 | 2022 | 11 | 14.6107 | CONFIDENTIAL | CONFIDENTIAL | development |  | CONFIDENTIAL | CONFIDENTIAL | CAISO_Solar | 0 | solar | solar_2022_11 | 2% | 1 | CONFIDENTIAL | CONFIDENTIAL | ok | new_generic | 1 | 0 | new_generic_solar_1axis_PCE50002_CONFIDENTIAL | 0 | 0 | 1 | 1 | 1 | 0 | 1 | 0 | 0 | 1
PCEA | new_generic_solar_1axis | PCE50002 | 2022 | 12 | 11.1781 | CONFIDENTIAL | CONFIDENTIAL | development |  | CONFIDENTIAL | CONFIDENTIAL | CAISO_Solar | 0 | solar | solar_2022_12 | 0% | 1 | CONFIDENTIAL | CONFIDENTIAL | ok | new_generic | 1 | 0 | new_generic_solar_1axis_PCE50002_CONFIDENTIAL | 0 | 0 | 1 | 1 | 1 | 0 | 1 | 0 | 0 | 1
PCEA | new_generic_solar_1axis | PCE50002 | 2023 | 1 | 11.7941 | CONFIDENTIAL | CONFIDENTIAL | development |  | CONFIDENTIAL | CONFIDENTIAL | CAISO_Solar | 0 | solar | solar_2023_1 | 4% | 1 | CONFIDENTIAL | CONFIDENTIAL | ok | new_generic | 1 | 0 | new_generic_solar_1axis_PCE50002_CONFIDENTIAL | 0 | 0 | 1 | 1 | 1 | 0 | 1 | 0 | 0 | 1
PCEA | new_generic_solar_1axis | PCE50002 | 2023 | 2 | 16.5261 | CONFIDENTIAL | CONFIDENTIAL | development |  | CONFIDENTIAL | CONFIDENTIAL | CAISO_Solar | 0 | solar | solar_2023_2 | 3% | 1 | CONFIDENTIAL | CONFIDENTIAL | ok | new_generic | 1 | 0 | new_generic_solar_1axis_PCE50002_CONFIDENTIAL | 0 | 0 | 1 | 1 | 1 | 0 | 1 | 0 | 0 | 1
PCEA | new_generic_solar_1axis | PCE50002 | 2023 | 3 | 25.2505 | CONFIDENTIAL | CONFIDENTIAL | development |  | CONFIDENTIAL | CONFIDENTIAL | CAISO_Solar | 0 | solar | solar_2023_3 | 18% | 1 | CONFIDENTIAL | CONFIDENTIAL | ok | new_generic | 1 | 0 | new_generic_solar_1axis_PCE50002_CONFIDENTIAL | 0 | 0 | 1 | 1 | 1 | 0 | 1 | 0 | 0 | 1
PCEA | new_generic_solar_1axis | PCE50002 | 2023 | 4 | 29.1482 | CONFIDENTIAL | CONFIDENTIAL | development |  | CONFIDENTIAL | CONFIDENTIAL | CAISO_Solar | 0 | solar | solar_2023_4 | 15% | 1 | CONFIDENTIAL | CONFIDENTIAL | ok | new_generic | 1 | 0 | new_generic_solar_1axis_PCE50002_CONFIDENTIAL | 0 | 0 | 1 | 1 | 1 | 0 | 1 | 0 | 0 | 1
PCEA | new_generic_solar_1axis | PCE50002 | 2023 | 5 | 33.5454 | CONFIDENTIAL | CONFIDENTIAL | development |  | CONFIDENTIAL | CONFIDENTIAL | CAISO_Solar | 0 | solar | solar_2023_5 | 16% | 1 | CONFIDENTIAL | CONFIDENTIAL | ok | new_generic | 1 | 0 | new_generic_solar_1axis_PCE50002_CONFIDENTIAL | 0 | 0 | 1 | 1 | 1 | 0 | 1 | 0 | 0 | 1
PCEA | new_generic_solar_1axis | PCE50002 | 2023 | 6 | 34.7184 | CONFIDENTIAL | CONFIDENTIAL | development |  | CONFIDENTIAL | CONFIDENTIAL | CAISO_Solar | 0 | solar | solar_2023_6 | 31% | 1 | CONFIDENTIAL | CONFIDENTIAL | ok | new_generic | 1 | 0 | new_generic_solar_1axis_PCE50002_CONFIDENTIAL | 0 | 0 | 1 | 1 | 1 | 0 | 1 | 0 | 0 | 1
PCEA | new_generic_solar_1axis | PCE50002 | 2023 | 7 | 35.271 | CONFIDENTIAL | CONFIDENTIAL | development |  | CONFIDENTIAL | CONFIDENTIAL | CAISO_Solar | 0 | solar | solar_2023_7 | 39% | 1 | CONFIDENTIAL | CONFIDENTIAL | ok | new_generic | 1 | 0 | new_generic_solar_1axis_PCE50002_CONFIDENTIAL | 0 | 0 | 1 | 1 | 1 | 0 | 1 | 0 | 0 | 1
PCEA | new_generic_solar_1axis | PCE50002 | 2023 | 8 | 33.7067 | CONFIDENTIAL | CONFIDENTIAL | development |  | CONFIDENTIAL | CONFIDENTIAL | CAISO_Solar | 0 | solar | solar_2023_8 | 27% | 1 | CONFIDENTIAL | CONFIDENTIAL | ok | new_generic | 1 | 0 | new_generic_solar_1axis_PCE50002_CONFIDENTIAL | 0 | 0 | 1 | 1 | 1 | 0 | 1 | 0 | 0 | 1
PCEA | new_generic_solar_1axis | PCE50002 | 2023 | 9 | 28.8106 | CONFIDENTIAL | CONFIDENTIAL | development |  | CONFIDENTIAL | CONFIDENTIAL | CAISO_Solar | 0 | solar | solar_2023_9 | 14% | 1 | CONFIDENTIAL | CONFIDENTIAL | ok | new_generic | 1 | 0 | new_generic_solar_1axis_PCE50002_CONFIDENTIAL | 0 | 0 | 1 | 1 | 1 | 0 | 1 | 0 | 0 | 1
PCEA | new_generic_solar_1axis | PCE50002 | 2023 | 10 | 22.882 | CONFIDENTIAL | CONFIDENTIAL | development |  | CONFIDENTIAL | CONFIDENTIAL | CAISO_Solar | 0 | solar | solar_2023_10 | 2% | 1 | CONFIDENTIAL | CONFIDENTIAL | ok | new_generic | 1 | 0 | new_generic_solar_1axis_PCE50002_CONFIDENTIAL | 0 | 0 | 1 | 1 | 1 | 0 | 1 | 0 | 0 | 1
PCEA | new_generic_solar_1axis | PCE50002 | 2023 | 11 | 14.6107 | CONFIDENTIAL | CONFIDENTIAL | development |  | CONFIDENTIAL | CONFIDENTIAL | CAISO_Solar | 0 | solar | solar_2023_11 | 2% | 1 | CONFIDENTIAL | CONFIDENTIAL | ok | new_generic | 1 | 0 | new_generic_solar_1axis_PCE50002_CONFIDENTIAL | 0 | 0 | 1 | 1 | 1 | 0 | 1 | 0 | 0 | 1
PCEA | new_generic_solar_1axis | PCE50002 | 2023 | 12 | 11.1781 | CONFIDENTIAL | CONFIDENTIAL | development |  | CONFIDENTIAL | CONFIDENTIAL | CAISO_Solar | 0 | solar | solar_2023_12 | 0% | 1 | CONFIDENTIAL | CONFIDENTIAL | ok | new_generic | 1 | 0 | new_generic_solar_1axis_PCE50002_CONFIDENTIAL | 0 | 0 | 1 | 1 | 1 | 0 | 1 | 0 | 0 | 1
PCEA | new_generic_solar_1axis | PCE50002 | 2024 | 1 | 11.7941 | CONFIDENTIAL | CONFIDENTIAL | development |  | CONFIDENTIAL | CONFIDENTIAL | CAISO_Solar | 0 | solar | solar_2024_1 | 3.475% | 1 | CONFIDENTIAL | CONFIDENTIAL | ok | new_generic | 1 | 0 | new_generic_solar_1axis_PCE50002_CONFIDENTIAL | 0 | 0 | 1 | 1 | 1 | 0 | 1 | 0 | 0 | 1
PCEA | new_generic_solar_1axis | PCE50002 | 2024 | 2 | 16.5261 | CONFIDENTIAL | CONFIDENTIAL | development |  | CONFIDENTIAL | CONFIDENTIAL | CAISO_Solar | 0 | solar | solar_2024_2 | 2.606% | 1 | CONFIDENTIAL | CONFIDENTIAL | ok | new_generic | 1 | 0 | new_generic_solar_1axis_PCE50002_CONFIDENTIAL | 0 | 0 | 1 | 1 | 1 | 0 | 1 | 0 | 0 | 1
PCEA | new_generic_solar_1axis | PCE50002 | 2024 | 3 | 25.2505 | CONFIDENTIAL | CONFIDENTIAL | development |  | CONFIDENTIAL | CONFIDENTIAL | CAISO_Solar | 0 | solar | solar_2024_3 | 15.64% | 1 | CONFIDENTIAL | CONFIDENTIAL | ok | new_generic | 1 | 0 | new_generic_solar_1axis_PCE50002_CONFIDENTIAL | 0 | 0 | 1 | 1 | 1 | 0 | 1 | 0 | 0 | 1
PCEA | new_generic_solar_1axis | PCE50002 | 2024 | 4 | 29.1482 | CONFIDENTIAL | CONFIDENTIAL | development |  | CONFIDENTIAL | CONFIDENTIAL | CAISO_Solar | 0 | solar | solar_2024_4 | 13.03% | 1 | CONFIDENTIAL | CONFIDENTIAL | ok | new_generic | 1 | 0 | new_generic_solar_1axis_PCE50002_CONFIDENTIAL | 0 | 0 | 1 | 1 | 1 | 0 | 1 | 0 | 0 | 1
PCEA | new_generic_solar_1axis | PCE50002 | 2024 | 5 | 33.5454 | CONFIDENTIAL | CONFIDENTIAL | development |  | CONFIDENTIAL | CONFIDENTIAL | CAISO_Solar | 0 | solar | solar_2024_5 | 13.9% | 1 | CONFIDENTIAL | CONFIDENTIAL | ok | new_generic | 1 | 0 | new_generic_solar_1axis_PCE50002_CONFIDENTIAL | 0 | 0 | 1 | 1 | 1 | 0 | 1 | 0 | 0 | 1
PCEA | new_generic_solar_1axis | PCE50002 | 2024 | 6 | 34.7184 | CONFIDENTIAL | CONFIDENTIAL | development |  | CONFIDENTIAL | CONFIDENTIAL | CAISO_Solar | 0 | solar | solar_2024_6 | 26.93% | 1 | CONFIDENTIAL | CONFIDENTIAL | ok | new_generic | 1 | 0 | new_generic_solar_1axis_PCE50002_CONFIDENTIAL | 0 | 0 | 1 | 1 | 1 | 0 | 1 | 0 | 0 | 1
PCEA | new_generic_solar_1axis | PCE50002 | 2024 | 7 | 35.271 | CONFIDENTIAL | CONFIDENTIAL | development |  | CONFIDENTIAL | CONFIDENTIAL | CAISO_Solar | 0 | solar | solar_2024_7 | 33.88% | 1 | CONFIDENTIAL | CONFIDENTIAL | ok | new_generic | 1 | 0 | new_generic_solar_1axis_PCE50002_CONFIDENTIAL | 0 | 0 | 1 | 1 | 1 | 0 | 1 | 0 | 0 | 1
PCEA | new_generic_solar_1axis | PCE50002 | 2024 | 8 | 33.7067 | CONFIDENTIAL | CONFIDENTIAL | development |  | CONFIDENTIAL | CONFIDENTIAL | CAISO_Solar | 0 | solar | solar_2024_8 | 23.45% | 1 | CONFIDENTIAL | CONFIDENTIAL | ok | new_generic | 1 | 0 | new_generic_solar_1axis_PCE50002_CONFIDENTIAL | 0 | 0 | 1 | 1 | 1 | 0 | 1 | 0 | 0 | 1
PCEA | new_generic_solar_1axis | PCE50002 | 2024 | 9 | 28.8106 | CONFIDENTIAL | CONFIDENTIAL | development |  | CONFIDENTIAL | CONFIDENTIAL | CAISO_Solar | 0 | solar | solar_2024_9 | 12.16% | 1 | CONFIDENTIAL | CONFIDENTIAL | ok | new_generic | 1 | 0 | new_generic_solar_1axis_PCE50002_CONFIDENTIAL | 0 | 0 | 1 | 1 | 1 | 0 | 1 | 0 | 0 | 1
PCEA | new_generic_solar_1axis | PCE50002 | 2024 | 10 | 22.882 | CONFIDENTIAL | CONFIDENTIAL | development |  | CONFIDENTIAL | CONFIDENTIAL | CAISO_Solar | 0 | solar | solar_2024_10 | 1.737% | 1 | CONFIDENTIAL | CONFIDENTIAL | ok | new_generic | 1 | 0 | new_generic_solar_1axis_PCE50002_CONFIDENTIAL | 0 | 0 | 1 | 1 | 1 | 0 | 1 | 0 | 0 | 1
PCEA | new_generic_solar_1axis | PCE50002 | 2024 | 11 | 14.6107 | CONFIDENTIAL | CONFIDENTIAL | development |  | CONFIDENTIAL | CONFIDENTIAL | CAISO_Solar | 0 | solar | solar_2024_11 | 1.737% | 1 | CONFIDENTIAL | CONFIDENTIAL | ok | new_generic | 1 | 0 | new_generic_solar_1axis_PCE50002_CONFIDENTIAL | 0 | 0 | 1 | 1 | 1 | 0 | 1 | 0 | 0 | 1
PCEA | new_generic_solar_1axis | PCE50002 | 2024 | 12 | 11.1781 | CONFIDENTIAL | CONFIDENTIAL | development |  | CONFIDENTIAL | CONFIDENTIAL | CAISO_Solar | 0 | solar | solar_2024_12 | 0% | 1 | CONFIDENTIAL | CONFIDENTIAL | ok | new_generic | 1 | 0 | new_generic_solar_1axis_PCE50002_CONFIDENTIAL | 0 | 0 | 1 | 1 | 1 | 0 | 1 | 0 | 0 | 1
PCEA | new_generic_solar_1axis | PCE50002 | 2025 | 1 | 11.7941 | CONFIDENTIAL | CONFIDENTIAL | development |  | CONFIDENTIAL | CONFIDENTIAL | CAISO_Solar | 0 | solar | solar_2025_1 | 2.95% | 1 | CONFIDENTIAL | CONFIDENTIAL | ok | new_generic | 1 | 0 | new_generic_solar_1axis_PCE50002_CONFIDENTIAL | 0 | 0 | 1 | 1 | 1 | 0 | 1 | 0 | 0 | 1
PCEA | new_generic_solar_1axis | PCE50002 | 2025 | 2 | 16.5261 | CONFIDENTIAL | CONFIDENTIAL | development |  | CONFIDENTIAL | CONFIDENTIAL | CAISO_Solar | 0 | solar | solar_2025_2 | 2.212% | 1 | CONFIDENTIAL | CONFIDENTIAL | ok | new_generic | 1 | 0 | new_generic_solar_1axis_PCE50002_CONFIDENTIAL | 0 | 0 | 1 | 1 | 1 | 0 | 1 | 0 | 0 | 1
PCEA | new_generic_solar_1axis | PCE50002 | 2025 | 3 | 25.2505 | CONFIDENTIAL | CONFIDENTIAL | development |  | CONFIDENTIAL | CONFIDENTIAL | CAISO_Solar | 0 | solar | solar_2025_3 | 13.27% | 1 | CONFIDENTIAL | CONFIDENTIAL | ok | new_generic | 1 | 0 | new_generic_solar_1axis_PCE50002_CONFIDENTIAL | 0 | 0 | 1 | 1 | 1 | 0 | 1 | 0 | 0 | 1
PCEA | new_generic_solar_1axis | PCE50002 | 2025 | 4 | 29.1482 | CONFIDENTIAL | CONFIDENTIAL | development |  | CONFIDENTIAL | CONFIDENTIAL | CAISO_Solar | 0 | solar | solar_2025_4 | 11.06% | 1 | CONFIDENTIAL | CONFIDENTIAL | ok | new_generic | 1 | 0 | new_generic_solar_1axis_PCE50002_CONFIDENTIAL | 0 | 0 | 1 | 1 | 1 | 0 | 1 | 0 | 0 | 1
PCEA | new_generic_solar_1axis | PCE50002 | 2025 | 5 | 33.5454 | CONFIDENTIAL | CONFIDENTIAL | development |  | CONFIDENTIAL | CONFIDENTIAL | CAISO_Solar | 0 | solar | solar_2025_5 | 11.8% | 1 | CONFIDENTIAL | CONFIDENTIAL | ok | new_generic | 1 | 0 | new_generic_solar_1axis_PCE50002_CONFIDENTIAL | 0 | 0 | 1 | 1 | 1 | 0 | 1 | 0 | 0 | 1
PCEA | new_generic_solar_1axis | PCE50002 | 2025 | 6 | 34.7184 | CONFIDENTIAL | CONFIDENTIAL | development |  | CONFIDENTIAL | CONFIDENTIAL | CAISO_Solar | 0 | solar | solar_2025_6 | 22.86% | 1 | CONFIDENTIAL | CONFIDENTIAL | ok | new_generic | 1 | 0 | new_generic_solar_1axis_PCE50002_CONFIDENTIAL | 0 | 0 | 1 | 1 | 1 | 0 | 1 | 0 | 0 | 1
PCEA | new_generic_solar_1axis | PCE50002 | 2025 | 7 | 35.271 | CONFIDENTIAL | CONFIDENTIAL | development |  | CONFIDENTIAL | CONFIDENTIAL | CAISO_Solar | 0 | solar | solar_2025_7 | 28.76% | 1 | CONFIDENTIAL | CONFIDENTIAL | ok | new_generic | 1 | 0 | new_generic_solar_1axis_PCE50002_CONFIDENTIAL | 0 | 0 | 1 | 1 | 1 | 0 | 1 | 0 | 0 | 1
PCEA | new_generic_solar_1axis | PCE50002 | 2025 | 8 | 33.7067 | CONFIDENTIAL | CONFIDENTIAL | development |  | CONFIDENTIAL | CONFIDENTIAL | CAISO_Solar | 0 | solar | solar_2025_8 | 19.91% | 1 | CONFIDENTIAL | CONFIDENTIAL | ok | new_generic | 1 | 0 | new_generic_solar_1axis_PCE50002_CONFIDENTIAL | 0 | 0 | 1 | 1 | 1 | 0 | 1 | 0 | 0 | 1
PCEA | new_generic_solar_1axis | PCE50002 | 2025 | 9 | 28.8106 | CONFIDENTIAL | CONFIDENTIAL | development |  | CONFIDENTIAL | CONFIDENTIAL | CAISO_Solar | 0 | solar | solar_2025_9 | 10.32% | 1 | CONFIDENTIAL | CONFIDENTIAL | ok | new_generic | 1 | 0 | new_generic_solar_1axis_PCE50002_CONFIDENTIAL | 0 | 0 | 1 | 1 | 1 | 0 | 1 | 0 | 0 | 1
PCEA | new_generic_solar_1axis | PCE50002 | 2025 | 10 | 22.882 | CONFIDENTIAL | CONFIDENTIAL | development |  | CONFIDENTIAL | CONFIDENTIAL | CAISO_Solar | 0 | solar | solar_2025_10 | 1.475% | 1 | CONFIDENTIAL | CONFIDENTIAL | ok | new_generic | 1 | 0 | new_generic_solar_1axis_PCE50002_CONFIDENTIAL | 0 | 0 | 1 | 1 | 1 | 0 | 1 | 0 | 0 | 1
PCEA | new_generic_solar_1axis | PCE50002 | 2025 | 11 | 14.6107 | CONFIDENTIAL | CONFIDENTIAL | development |  | CONFIDENTIAL | CONFIDENTIAL | CAISO_Solar | 0 | solar | solar_2025_11 | 1.475% | 1 | CONFIDENTIAL | CONFIDENTIAL | ok | new_generic | 1 | 0 | new_generic_solar_1axis_PCE50002_CONFIDENTIAL | 0 | 0 | 1 | 1 | 1 | 0 | 1 | 0 | 0 | 1
PCEA | new_generic_solar_1axis | PCE50002 | 2025 | 12 | 11.1781 | CONFIDENTIAL | CONFIDENTIAL | development |  | CONFIDENTIAL | CONFIDENTIAL | CAISO_Solar | 0 | solar | solar_2025_12 | 0% | 1 | CONFIDENTIAL | CONFIDENTIAL | ok | new_generic | 1 | 0 | new_generic_solar_1axis_PCE50002_CONFIDENTIAL | 0 | 0 | 1 | 1 | 1 | 0 | 1 | 0 | 0 | 1
PCEA | new_generic_solar_1axis | PCE50002 | 2026 | 1 | 11.7941 | CONFIDENTIAL | CONFIDENTIAL | development |  | CONFIDENTIAL | CONFIDENTIAL | CAISO_Solar | 0 | solar | solar_2026_1 | 2.424% | 1 | CONFIDENTIAL | CONFIDENTIAL | ok | new_generic | 1 | 0 | new_generic_solar_1axis_PCE50002_CONFIDENTIAL | 0 | 0 | 1 | 1 | 1 | 0 | 1 | 0 | 0 | 1
PCEA | new_generic_solar_1axis | PCE50002 | 2026 | 2 | 16.5261 | CONFIDENTIAL | CONFIDENTIAL | development |  | CONFIDENTIAL | CONFIDENTIAL | CAISO_Solar | 0 | solar | solar_2026_2 | 1.818% | 1 | CONFIDENTIAL | CONFIDENTIAL | ok | new_generic | 1 | 0 | new_generic_solar_1axis_PCE50002_CONFIDENTIAL | 0 | 0 | 1 | 1 | 1 | 0 | 1 | 0 | 0 | 1
PCEA | new_generic_solar_1axis | PCE50002 | 2026 | 3 | 25.2505 | CONFIDENTIAL | CONFIDENTIAL | development |  | CONFIDENTIAL | CONFIDENTIAL | CAISO_Solar | 0 | solar | solar_2026_3 | 10.91% | 1 | CONFIDENTIAL | CONFIDENTIAL | ok | new_generic | 1 | 0 | new_generic_solar_1axis_PCE50002_CONFIDENTIAL | 0 | 0 | 1 | 1 | 1 | 0 | 1 | 0 | 0 | 1
PCEA | new_generic_solar_1axis | PCE50002 | 2026 | 4 | 29.1482 | CONFIDENTIAL | CONFIDENTIAL | development |  | CONFIDENTIAL | CONFIDENTIAL | CAISO_Solar | 0 | solar | solar_2026_4 | 9.091% | 1 | CONFIDENTIAL | CONFIDENTIAL | ok | new_generic | 1 | 0 | new_generic_solar_1axis_PCE50002_CONFIDENTIAL | 0 | 0 | 1 | 1 | 1 | 0 | 1 | 0 | 0 | 1
PCEA | new_generic_solar_1axis | PCE50002 | 2026 | 5 | 33.5454 | CONFIDENTIAL | CONFIDENTIAL | development |  | CONFIDENTIAL | CONFIDENTIAL | CAISO_Solar | 0 | solar | solar_2026_5 | 9.697% | 1 | CONFIDENTIAL | CONFIDENTIAL | ok | new_generic | 1 | 0 | new_generic_solar_1axis_PCE50002_CONFIDENTIAL | 0 | 0 | 1 | 1 | 1 | 0 | 1 | 0 | 0 | 1
PCEA | new_generic_solar_1axis | PCE50002 | 2026 | 6 | 34.7184 | CONFIDENTIAL | CONFIDENTIAL | development |  | CONFIDENTIAL | CONFIDENTIAL | CAISO_Solar | 0 | solar | solar_2026_6 | 18.79% | 1 | CONFIDENTIAL | CONFIDENTIAL | ok | new_generic | 1 | 0 | new_generic_solar_1axis_PCE50002_CONFIDENTIAL | 0 | 0 | 1 | 1 | 1 | 0 | 1 | 0 | 0 | 1
PCEA | new_generic_solar_1axis | PCE50002 | 2026 | 7 | 35.271 | CONFIDENTIAL | CONFIDENTIAL | development |  | CONFIDENTIAL | CONFIDENTIAL | CAISO_Solar | 0 | solar | solar_2026_7 | 23.64% | 1 | CONFIDENTIAL | CONFIDENTIAL | ok | new_generic | 1 | 0 | new_generic_solar_1axis_PCE50002_CONFIDENTIAL | 0 | 0 | 1 | 1 | 1 | 0 | 1 | 0 | 0 | 1
PCEA | new_generic_solar_1axis | PCE50002 | 2026 | 8 | 33.7067 | CONFIDENTIAL | CONFIDENTIAL | development |  | CONFIDENTIAL | CONFIDENTIAL | CAISO_Solar | 0 | solar | solar_2026_8 | 16.36% | 1 | CONFIDENTIAL | CONFIDENTIAL | ok | new_generic | 1 | 0 | new_generic_solar_1axis_PCE50002_CONFIDENTIAL | 0 | 0 | 1 | 1 | 1 | 0 | 1 | 0 | 0 | 1
PCEA | new_generic_solar_1axis | PCE50002 | 2026 | 9 | 28.8106 | CONFIDENTIAL | CONFIDENTIAL | development |  | CONFIDENTIAL | CONFIDENTIAL | CAISO_Solar | 0 | solar | solar_2026_9 | 8.485% | 1 | CONFIDENTIAL | CONFIDENTIAL | ok | new_generic | 1 | 0 | new_generic_solar_1axis_PCE50002_CONFIDENTIAL | 0 | 0 | 1 | 1 | 1 | 0 | 1 | 0 | 0 | 1
PCEA | new_generic_solar_1axis | PCE50002 | 2026 | 10 | 22.882 | CONFIDENTIAL | CONFIDENTIAL | development |  | CONFIDENTIAL | CONFIDENTIAL | CAISO_Solar | 0 | solar | solar_2026_10 | 1.212% | 1 | CONFIDENTIAL | CONFIDENTIAL | ok | new_generic | 1 | 0 | new_generic_solar_1axis_PCE50002_CONFIDENTIAL | 0 | 0 | 1 | 1 | 1 | 0 | 1 | 0 | 0 | 1
PCEA | new_generic_solar_1axis | PCE50002 | 2026 | 11 | 14.6107 | CONFIDENTIAL | CONFIDENTIAL | development |  | CONFIDENTIAL | CONFIDENTIAL | CAISO_Solar | 0 | solar | solar_2026_11 | 1.212% | 1 | CONFIDENTIAL | CONFIDENTIAL | ok | new_generic | 1 | 0 | new_generic_solar_1axis_PCE50002_CONFIDENTIAL | 0 | 0 | 1 | 1 | 1 | 0 | 1 | 0 | 0 | 1
PCEA | new_generic_solar_1axis | PCE50002 | 2026 | 12 | 11.1781 | CONFIDENTIAL | CONFIDENTIAL | development |  | CONFIDENTIAL | CONFIDENTIAL | CAISO_Solar | 0 | solar | solar_2026_12 | 0% | 1 | CONFIDENTIAL | CONFIDENTIAL | ok | new_generic | 1 | 0 | new_generic_solar_1axis_PCE50002_CONFIDENTIAL | 0 | 0 | 1 | 1 | 1 | 0 | 1 | 0 | 0 | 1
PCEA | new_generic_solar_1axis | PCE50002 | 2027 | 1 | 11.7941 | CONFIDENTIAL | CONFIDENTIAL | development |  | CONFIDENTIAL | CONFIDENTIAL | CAISO_Solar | 0 | solar | solar_2027_1 | 2.15% | 1 | CONFIDENTIAL | CONFIDENTIAL | ok | new_generic | 1 | 0 | new_generic_solar_1axis_PCE50002_CONFIDENTIAL | 0 | 0 | 1 | 1 | 1 | 0 | 1 | 0 | 0 | 1
PCEA | new_generic_solar_1axis | PCE50002 | 2027 | 2 | 16.5261 | CONFIDENTIAL | CONFIDENTIAL | development |  | CONFIDENTIAL | CONFIDENTIAL | CAISO_Solar | 0 | solar | solar_2027_2 | 1.612% | 1 | CONFIDENTIAL | CONFIDENTIAL | ok | new_generic | 1 | 0 | new_generic_solar_1axis_PCE50002_CONFIDENTIAL | 0 | 0 | 1 | 1 | 1 | 0 | 1 | 0 | 0 | 1
PCEA | new_generic_solar_1axis | PCE50002 | 2027 | 3 | 25.2505 | CONFIDENTIAL | CONFIDENTIAL | development |  | CONFIDENTIAL | CONFIDENTIAL | CAISO_Solar | 0 | solar | solar_2027_3 | 9.674% | 1 | CONFIDENTIAL | CONFIDENTIAL | ok | new_generic | 1 | 0 | new_generic_solar_1axis_PCE50002_CONFIDENTIAL | 0 | 0 | 1 | 1 | 1 | 0 | 1 | 0 | 0 | 1
PCEA | new_generic_solar_1axis | PCE50002 | 2027 | 4 | 29.1482 | CONFIDENTIAL | CONFIDENTIAL | development |  | CONFIDENTIAL | CONFIDENTIAL | CAISO_Solar | 0 | solar | solar_2027_4 | 8.062% | 1 | CONFIDENTIAL | CONFIDENTIAL | ok | new_generic | 1 | 0 | new_generic_solar_1axis_PCE50002_CONFIDENTIAL | 0 | 0 | 1 | 1 | 1 | 0 | 1 | 0 | 0 | 1
PCEA | new_generic_solar_1axis | PCE50002 | 2027 | 5 | 33.5454 | CONFIDENTIAL | CONFIDENTIAL | development |  | CONFIDENTIAL | CONFIDENTIAL | CAISO_Solar | 0 | solar | solar_2027_5 | 8.599% | 1 | CONFIDENTIAL | CONFIDENTIAL | ok | new_generic | 1 | 0 | new_generic_solar_1axis_PCE50002_CONFIDENTIAL | 0 | 0 | 1 | 1 | 1 | 0 | 1 | 0 | 0 | 1
PCEA | new_generic_solar_1axis | PCE50002 | 2027 | 6 | 34.7184 | CONFIDENTIAL | CONFIDENTIAL | development |  | CONFIDENTIAL | CONFIDENTIAL | CAISO_Solar | 0 | solar | solar_2027_6 | 16.66% | 1 | CONFIDENTIAL | CONFIDENTIAL | ok | new_generic | 1 | 0 | new_generic_solar_1axis_PCE50002_CONFIDENTIAL | 0 | 0 | 1 | 1 | 1 | 0 | 1 | 0 | 0 | 1
PCEA | new_generic_solar_1axis | PCE50002 | 2027 | 7 | 35.271 | CONFIDENTIAL | CONFIDENTIAL | development |  | CONFIDENTIAL | CONFIDENTIAL | CAISO_Solar | 0 | solar | solar_2027_7 | 20.96% | 1 | CONFIDENTIAL | CONFIDENTIAL | ok | new_generic | 1 | 0 | new_generic_solar_1axis_PCE50002_CONFIDENTIAL | 0 | 0 | 1 | 1 | 1 | 0 | 1 | 0 | 0 | 1
PCEA | new_generic_solar_1axis | PCE50002 | 2027 | 8 | 33.7067 | CONFIDENTIAL | CONFIDENTIAL | development |  | CONFIDENTIAL | CONFIDENTIAL | CAISO_Solar | 0 | solar | solar_2027_8 | 14.51% | 1 | CONFIDENTIAL | CONFIDENTIAL | ok | new_generic | 1 | 0 | new_generic_solar_1axis_PCE50002_CONFIDENTIAL | 0 | 0 | 1 | 1 | 1 | 0 | 1 | 0 | 0 | 1
PCEA | new_generic_solar_1axis | PCE50002 | 2027 | 9 | 28.8106 | CONFIDENTIAL | CONFIDENTIAL | development |  | CONFIDENTIAL | CONFIDENTIAL | CAISO_Solar | 0 | solar | solar_2027_9 | 7.524% | 1 | CONFIDENTIAL | CONFIDENTIAL | ok | new_generic | 1 | 0 | new_generic_solar_1axis_PCE50002_CONFIDENTIAL | 0 | 0 | 1 | 1 | 1 | 0 | 1 | 0 | 0 | 1
PCEA | new_generic_solar_1axis | PCE50002 | 2027 | 10 | 22.882 | CONFIDENTIAL | CONFIDENTIAL | development |  | CONFIDENTIAL | CONFIDENTIAL | CAISO_Solar | 0 | solar | solar_2027_10 | 1.075% | 1 | CONFIDENTIAL | CONFIDENTIAL | ok | new_generic | 1 | 0 | new_generic_solar_1axis_PCE50002_CONFIDENTIAL | 0 | 0 | 1 | 1 | 1 | 0 | 1 | 0 | 0 | 1
PCEA | new_generic_solar_1axis | PCE50002 | 2027 | 11 | 14.6107 | CONFIDENTIAL | CONFIDENTIAL | development |  | CONFIDENTIAL | CONFIDENTIAL | CAISO_Solar | 0 | solar | solar_2027_11 | 1.075% | 1 | CONFIDENTIAL | CONFIDENTIAL | ok | new_generic | 1 | 0 | new_generic_solar_1axis_PCE50002_CONFIDENTIAL | 0 | 0 | 1 | 1 | 1 | 0 | 1 | 0 | 0 | 1
PCEA | new_generic_solar_1axis | PCE50002 | 2027 | 12 | 11.1781 | CONFIDENTIAL | CONFIDENTIAL | development |  | CONFIDENTIAL | CONFIDENTIAL | CAISO_Solar | 0 | solar | solar_2027_12 | 0% | 1 | CONFIDENTIAL | CONFIDENTIAL | ok | new_generic | 1 | 0 | new_generic_solar_1axis_PCE50002_CONFIDENTIAL | 0 | 0 | 1 | 1 | 1 | 0 | 1 | 0 | 0 | 1
PCEA | new_generic_solar_1axis | PCE50002 | 2028 | 1 | 11.7941 | CONFIDENTIAL | CONFIDENTIAL | development |  | CONFIDENTIAL | CONFIDENTIAL | CAISO_Solar | 0 | solar | solar_2028_1 | 1.875% | 1 | CONFIDENTIAL | CONFIDENTIAL | ok | new_generic | 1 | 0 | new_generic_solar_1axis_PCE50002_CONFIDENTIAL | 0 | 0 | 1 | 1 | 1 | 0 | 1 | 0 | 0 | 1
PCEA | new_generic_solar_1axis | PCE50002 | 2028 | 2 | 16.5261 | CONFIDENTIAL | CONFIDENTIAL | development |  | CONFIDENTIAL | CONFIDENTIAL | CAISO_Solar | 0 | solar | solar_2028_2 | 1.406% | 1 | CONFIDENTIAL | CONFIDENTIAL | ok | new_generic | 1 | 0 | new_generic_solar_1axis_PCE50002_CONFIDENTIAL | 0 | 0 | 1 | 1 | 1 | 0 | 1 | 0 | 0 | 1
PCEA | new_generic_solar_1axis | PCE50002 | 2028 | 3 | 25.2505 | CONFIDENTIAL | CONFIDENTIAL | development |  | CONFIDENTIAL | CONFIDENTIAL | CAISO_Solar | 0 | solar | solar_2028_3 | 8.439% | 1 | CONFIDENTIAL | CONFIDENTIAL | ok | new_generic | 1 | 0 | new_generic_solar_1axis_PCE50002_CONFIDENTIAL | 0 | 0 | 1 | 1 | 1 | 0 | 1 | 0 | 0 | 1
PCEA | new_generic_solar_1axis | PCE50002 | 2028 | 4 | 29.1482 | CONFIDENTIAL | CONFIDENTIAL | development |  | CONFIDENTIAL | CONFIDENTIAL | CAISO_Solar | 0 | solar | solar_2028_4 | 7.032% | 1 | CONFIDENTIAL | CONFIDENTIAL | ok | new_generic | 1 | 0 | new_generic_solar_1axis_PCE50002_CONFIDENTIAL | 0 | 0 | 1 | 1 | 1 | 0 | 1 | 0 | 0 | 1
PCEA | new_generic_solar_1axis | PCE50002 | 2028 | 5 | 33.5454 | CONFIDENTIAL | CONFIDENTIAL | development |  | CONFIDENTIAL | CONFIDENTIAL | CAISO_Solar | 0 | solar | solar_2028_5 | 7.501% | 1 | CONFIDENTIAL | CONFIDENTIAL | ok | new_generic | 1 | 0 | new_generic_solar_1axis_PCE50002_CONFIDENTIAL | 0 | 0 | 1 | 1 | 1 | 0 | 1 | 0 | 0 | 1
PCEA | new_generic_solar_1axis | PCE50002 | 2028 | 6 | 34.7184 | CONFIDENTIAL | CONFIDENTIAL | development |  | CONFIDENTIAL | CONFIDENTIAL | CAISO_Solar | 0 | solar | solar_2028_6 | 14.53% | 1 | CONFIDENTIAL | CONFIDENTIAL | ok | new_generic | 1 | 0 | new_generic_solar_1axis_PCE50002_CONFIDENTIAL | 0 | 0 | 1 | 1 | 1 | 0 | 1 | 0 | 0 | 1
PCEA | new_generic_solar_1axis | PCE50002 | 2028 | 7 | 35.271 | CONFIDENTIAL | CONFIDENTIAL | development |  | CONFIDENTIAL | CONFIDENTIAL | CAISO_Solar | 0 | solar | solar_2028_7 | 18.28% | 1 | CONFIDENTIAL | CONFIDENTIAL | ok | new_generic | 1 | 0 | new_generic_solar_1axis_PCE50002_CONFIDENTIAL | 0 | 0 | 1 | 1 | 1 | 0 | 1 | 0 | 0 | 1
PCEA | new_generic_solar_1axis | PCE50002 | 2028 | 8 | 33.7067 | CONFIDENTIAL | CONFIDENTIAL | development |  | CONFIDENTIAL | CONFIDENTIAL | CAISO_Solar | 0 | solar | solar_2028_8 | 12.66% | 1 | CONFIDENTIAL | CONFIDENTIAL | ok | new_generic | 1 | 0 | new_generic_solar_1axis_PCE50002_CONFIDENTIAL | 0 | 0 | 1 | 1 | 1 | 0 | 1 | 0 | 0 | 1
PCEA | new_generic_solar_1axis | PCE50002 | 2028 | 9 | 28.8106 | CONFIDENTIAL | CONFIDENTIAL | development |  | CONFIDENTIAL | CONFIDENTIAL | CAISO_Solar | 0 | solar | solar_2028_9 | 6.563% | 1 | CONFIDENTIAL | CONFIDENTIAL | ok | new_generic | 1 | 0 | new_generic_solar_1axis_PCE50002_CONFIDENTIAL | 0 | 0 | 1 | 1 | 1 | 0 | 1 | 0 | 0 | 1
PCEA | new_generic_solar_1axis | PCE50002 | 2028 | 10 | 22.882 | CONFIDENTIAL | CONFIDENTIAL | development |  | CONFIDENTIAL | CONFIDENTIAL | CAISO_Solar | 0 | solar | solar_2028_10 | 0.9376% | 1 | CONFIDENTIAL | CONFIDENTIAL | ok | new_generic | 1 | 0 | new_generic_solar_1axis_PCE50002_CONFIDENTIAL | 0 | 0 | 1 | 1 | 1 | 0 | 1 | 0 | 0 | 1
PCEA | new_generic_solar_1axis | PCE50002 | 2028 | 11 | 14.6107 | CONFIDENTIAL | CONFIDENTIAL | development |  | CONFIDENTIAL | CONFIDENTIAL | CAISO_Solar | 0 | solar | solar_2028_11 | 0.9376% | 1 | CONFIDENTIAL | CONFIDENTIAL | ok | new_generic | 1 | 0 | new_generic_solar_1axis_PCE50002_CONFIDENTIAL | 0 | 0 | 1 | 1 | 1 | 0 | 1 | 0 | 0 | 1
PCEA | new_generic_solar_1axis | PCE50002 | 2028 | 12 | 11.1781 | CONFIDENTIAL | CONFIDENTIAL | development |  | CONFIDENTIAL | CONFIDENTIAL | CAISO_Solar | 0 | solar | solar_2028_12 | 0% | 1 | CONFIDENTIAL | CONFIDENTIAL | ok | new_generic | 1 | 0 | new_generic_solar_1axis_PCE50002_CONFIDENTIAL | 0 | 0 | 1 | 1 | 1 | 0 | 1 | 0 | 0 | 1
PCEA | new_generic_solar_1axis | PCE50002 | 2029 | 1 | 11.7941 | CONFIDENTIAL | CONFIDENTIAL | development |  | CONFIDENTIAL | CONFIDENTIAL | CAISO_Solar | 0 | solar | solar_2029_1 | 1.601% | 1 | CONFIDENTIAL | CONFIDENTIAL | ok | new_generic | 1 | 0 | new_generic_solar_1axis_PCE50002_CONFIDENTIAL | 0 | 0 | 1 | 1 | 1 | 0 | 1 | 0 | 0 | 1
PCEA | new_generic_solar_1axis | PCE50002 | 2029 | 2 | 16.5261 | CONFIDENTIAL | CONFIDENTIAL | development |  | CONFIDENTIAL | CONFIDENTIAL | CAISO_Solar | 0 | solar | solar_2029_2 | 1.201% | 1 | CONFIDENTIAL | CONFIDENTIAL | ok | new_generic | 1 | 0 | new_generic_solar_1axis_PCE50002_CONFIDENTIAL | 0 | 0 | 1 | 1 | 1 | 0 | 1 | 0 | 0 | 1
PCEA | new_generic_solar_1axis | PCE50002 | 2029 | 3 | 25.2505 | CONFIDENTIAL | CONFIDENTIAL | development |  | CONFIDENTIAL | CONFIDENTIAL | CAISO_Solar | 0 | solar | solar_2029_3 | 7.204% | 1 | CONFIDENTIAL | CONFIDENTIAL | ok | new_generic | 1 | 0 | new_generic_solar_1axis_PCE50002_CONFIDENTIAL | 0 | 0 | 1 | 1 | 1 | 0 | 1 | 0 | 0 | 1
PCEA | new_generic_solar_1axis | PCE50002 | 2029 | 4 | 29.1482 | CONFIDENTIAL | CONFIDENTIAL | development |  | CONFIDENTIAL | CONFIDENTIAL | CAISO_Solar | 0 | solar | solar_2029_4 | 6.003% | 1 | CONFIDENTIAL | CONFIDENTIAL | ok | new_generic | 1 | 0 | new_generic_solar_1axis_PCE50002_CONFIDENTIAL | 0 | 0 | 1 | 1 | 1 | 0 | 1 | 0 | 0 | 1
PCEA | new_generic_solar_1axis | PCE50002 | 2029 | 5 | 33.5454 | CONFIDENTIAL | CONFIDENTIAL | development |  | CONFIDENTIAL | CONFIDENTIAL | CAISO_Solar | 0 | solar | solar_2029_5 | 6.403% | 1 | CONFIDENTIAL | CONFIDENTIAL | ok | new_generic | 1 | 0 | new_generic_solar_1axis_PCE50002_CONFIDENTIAL | 0 | 0 | 1 | 1 | 1 | 0 | 1 | 0 | 0 | 1
PCEA | new_generic_solar_1axis | PCE50002 | 2029 | 6 | 34.7184 | CONFIDENTIAL | CONFIDENTIAL | development |  | CONFIDENTIAL | CONFIDENTIAL | CAISO_Solar | 0 | solar | solar_2029_6 | 12.41% | 1 | CONFIDENTIAL | CONFIDENTIAL | ok | new_generic | 1 | 0 | new_generic_solar_1axis_PCE50002_CONFIDENTIAL | 0 | 0 | 1 | 1 | 1 | 0 | 1 | 0 | 0 | 1
PCEA | new_generic_solar_1axis | PCE50002 | 2029 | 7 | 35.271 | CONFIDENTIAL | CONFIDENTIAL | development |  | CONFIDENTIAL | CONFIDENTIAL | CAISO_Solar | 0 | solar | solar_2029_7 | 15.61% | 1 | CONFIDENTIAL | CONFIDENTIAL | ok | new_generic | 1 | 0 | new_generic_solar_1axis_PCE50002_CONFIDENTIAL | 0 | 0 | 1 | 1 | 1 | 0 | 1 | 0 | 0 | 1
PCEA | new_generic_solar_1axis | PCE50002 | 2029 | 8 | 33.7067 | CONFIDENTIAL | CONFIDENTIAL | development |  | CONFIDENTIAL | CONFIDENTIAL | CAISO_Solar | 0 | solar | solar_2029_8 | 10.81% | 1 | CONFIDENTIAL | CONFIDENTIAL | ok | new_generic | 1 | 0 | new_generic_solar_1axis_PCE50002_CONFIDENTIAL | 0 | 0 | 1 | 1 | 1 | 0 | 1 | 0 | 0 | 1
PCEA | new_generic_solar_1axis | PCE50002 | 2029 | 9 | 28.8106 | CONFIDENTIAL | CONFIDENTIAL | development |  | CONFIDENTIAL | CONFIDENTIAL | CAISO_Solar | 0 | solar | solar_2029_9 | 5.603% | 1 | CONFIDENTIAL | CONFIDENTIAL | ok | new_generic | 1 | 0 | new_generic_solar_1axis_PCE50002_CONFIDENTIAL | 0 | 0 | 1 | 1 | 1 | 0 | 1 | 0 | 0 | 1
PCEA | new_generic_solar_1axis | PCE50002 | 2029 | 10 | 22.882 | CONFIDENTIAL | CONFIDENTIAL | development |  | CONFIDENTIAL | CONFIDENTIAL | CAISO_Solar | 0 | solar | solar_2029_10 | 0.8004% | 1 | CONFIDENTIAL | CONFIDENTIAL | ok | new_generic | 1 | 0 | new_generic_solar_1axis_PCE50002_CONFIDENTIAL | 0 | 0 | 1 | 1 | 1 | 0 | 1 | 0 | 0 | 1
PCEA | new_generic_solar_1axis | PCE50002 | 2029 | 11 | 14.6107 | CONFIDENTIAL | CONFIDENTIAL | development |  | CONFIDENTIAL | CONFIDENTIAL | CAISO_Solar | 0 | solar | solar_2029_11 | 0.8004% | 1 | CONFIDENTIAL | CONFIDENTIAL | ok | new_generic | 1 | 0 | new_generic_solar_1axis_PCE50002_CONFIDENTIAL | 0 | 0 | 1 | 1 | 1 | 0 | 1 | 0 | 0 | 1
PCEA | new_generic_solar_1axis | PCE50002 | 2029 | 12 | 11.1781 | CONFIDENTIAL | CONFIDENTIAL | development |  | CONFIDENTIAL | CONFIDENTIAL | CAISO_Solar | 0 | solar | solar_2029_12 | 0% | 1 | CONFIDENTIAL | CONFIDENTIAL | ok | new_generic | 1 | 0 | new_generic_solar_1axis_PCE50002_CONFIDENTIAL | 0 | 0 | 1 | 1 | 1 | 0 | 1 | 0 | 0 | 1
PCEA | new_generic_solar_1axis | PCE50002 | 2030 | 1 | 11.7941 | CONFIDENTIAL | CONFIDENTIAL | development |  | CONFIDENTIAL | CONFIDENTIAL | CAISO_Solar | 0 | solar | solar_2030_1 | 1.326% | 1 | CONFIDENTIAL | CONFIDENTIAL | ok | new_generic | 1 | 0 | new_generic_solar_1axis_PCE50002_CONFIDENTIAL | 0 | 0 | 1 | 1 | 1 | 0 | 1 | 0 | 0 | 1
PCEA | new_generic_solar_1axis | PCE50002 | 2030 | 2 | 16.5261 | CONFIDENTIAL | CONFIDENTIAL | development |  | CONFIDENTIAL | CONFIDENTIAL | CAISO_Solar | 0 | solar | solar_2030_2 | 0.9947% | 1 | CONFIDENTIAL | CONFIDENTIAL | ok | new_generic | 1 | 0 | new_generic_solar_1axis_PCE50002_CONFIDENTIAL | 0 | 0 | 1 | 1 | 1 | 0 | 1 | 0 | 0 | 1
PCEA | new_generic_solar_1axis | PCE50002 | 2030 | 3 | 25.2505 | CONFIDENTIAL | CONFIDENTIAL | development |  | CONFIDENTIAL | CONFIDENTIAL | CAISO_Solar | 0 | solar | solar_2030_3 | 5.968% | 1 | CONFIDENTIAL | CONFIDENTIAL | ok | new_generic | 1 | 0 | new_generic_solar_1axis_PCE50002_CONFIDENTIAL | 0 | 0 | 1 | 1 | 1 | 0 | 1 | 0 | 0 | 1
PCEA | new_generic_solar_1axis | PCE50002 | 2030 | 4 | 29.1482 | CONFIDENTIAL | CONFIDENTIAL | development |  | CONFIDENTIAL | CONFIDENTIAL | CAISO_Solar | 0 | solar | solar_2030_4 | 4.974% | 1 | CONFIDENTIAL | CONFIDENTIAL | ok | new_generic | 1 | 0 | new_generic_solar_1axis_PCE50002_CONFIDENTIAL | 0 | 0 | 1 | 1 | 1 | 0 | 1 | 0 | 0 | 1
PCEA | new_generic_solar_1axis | PCE50002 | 2030 | 5 | 33.5454 | CONFIDENTIAL | CONFIDENTIAL | development |  | CONFIDENTIAL | CONFIDENTIAL | CAISO_Solar | 0 | solar | solar_2030_5 | 5.305% | 1 | CONFIDENTIAL | CONFIDENTIAL | ok | new_generic | 1 | 0 | new_generic_solar_1axis_PCE50002_CONFIDENTIAL | 0 | 0 | 1 | 1 | 1 | 0 | 1 | 0 | 0 | 1
PCEA | new_generic_solar_1axis | PCE50002 | 2030 | 6 | 34.7184 | CONFIDENTIAL | CONFIDENTIAL | development |  | CONFIDENTIAL | CONFIDENTIAL | CAISO_Solar | 0 | solar | solar_2030_6 | 10.28% | 1 | CONFIDENTIAL | CONFIDENTIAL | ok | new_generic | 1 | 0 | new_generic_solar_1axis_PCE50002_CONFIDENTIAL | 0 | 0 | 1 | 1 | 1 | 0 | 1 | 0 | 0 | 1
PCEA | new_generic_solar_1axis | PCE50002 | 2030 | 7 | 35.271 | CONFIDENTIAL | CONFIDENTIAL | development |  | CONFIDENTIAL | CONFIDENTIAL | CAISO_Solar | 0 | solar | solar_2030_7 | 12.93% | 1 | CONFIDENTIAL | CONFIDENTIAL | ok | new_generic | 1 | 0 | new_generic_solar_1axis_PCE50002_CONFIDENTIAL | 0 | 0 | 1 | 1 | 1 | 0 | 1 | 0 | 0 | 1
PCEA | new_generic_solar_1axis | PCE50002 | 2030 | 8 | 33.7067 | CONFIDENTIAL | CONFIDENTIAL | development |  | CONFIDENTIAL | CONFIDENTIAL | CAISO_Solar | 0 | solar | solar_2030_8 | 8.953% | 1 | CONFIDENTIAL | CONFIDENTIAL | ok | new_generic | 1 | 0 | new_generic_solar_1axis_PCE50002_CONFIDENTIAL | 0 | 0 | 1 | 1 | 1 | 0 | 1 | 0 | 0 | 1
PCEA | new_generic_solar_1axis | PCE50002 | 2030 | 9 | 28.8106 | CONFIDENTIAL | CONFIDENTIAL | development |  | CONFIDENTIAL | CONFIDENTIAL | CAISO_Solar | 0 | solar | solar_2030_9 | 4.642% | 1 | CONFIDENTIAL | CONFIDENTIAL | ok | new_generic | 1 | 0 | new_generic_solar_1axis_PCE50002_CONFIDENTIAL | 0 | 0 | 1 | 1 | 1 | 0 | 1 | 0 | 0 | 1
PCEA | new_generic_solar_1axis | PCE50002 | 2030 | 10 | 22.882 | CONFIDENTIAL | CONFIDENTIAL | development |  | CONFIDENTIAL | CONFIDENTIAL | CAISO_Solar | 0 | solar | solar_2030_10 | 0.6632% | 1 | CONFIDENTIAL | CONFIDENTIAL | ok | new_generic | 1 | 0 | new_generic_solar_1axis_PCE50002_CONFIDENTIAL | 0 | 0 | 1 | 1 | 1 | 0 | 1 | 0 | 0 | 1
PCEA | new_generic_solar_1axis | PCE50002 | 2030 | 11 | 14.6107 | CONFIDENTIAL | CONFIDENTIAL | development |  | CONFIDENTIAL | CONFIDENTIAL | CAISO_Solar | 0 | solar | solar_2030_11 | 0.6632% | 1 | CONFIDENTIAL | CONFIDENTIAL | ok | new_generic | 1 | 0 | new_generic_solar_1axis_PCE50002_CONFIDENTIAL | 0 | 0 | 1 | 1 | 1 | 0 | 1 | 0 | 0 | 1
PCEA | new_generic_solar_1axis | PCE50002 | 2030 | 12 | 11.1781 | CONFIDENTIAL | CONFIDENTIAL | development |  | CONFIDENTIAL | CONFIDENTIAL | CAISO_Solar | 0 | solar | solar_2030_12 | 0% | 1 | CONFIDENTIAL | CONFIDENTIAL | ok | new_generic | 1 | 0 | new_generic_solar_1axis_PCE50002_CONFIDENTIAL | 0 | 0 | 1 | 1 | 1 | 0 | 1 | 0 | 0 | 1
PCEA | GARNET_2_WIND2 | PCE70002 | 2020 | 1 | 0.8771 | CONFIDENTIAL | CONFIDENTIAL | online |  | CONFIDENTIAL | CONFIDENTIAL | CAISO_Wind | 1 | wind_low_cf | wind_low_cf_2020_1 | 14% | 1 | CONFIDENTIAL | CONFIDENTIAL | ok | physical | 1 | 0 | GARNET_2_WIND2_PCE70002_CONFIDENTIAL | 1 | 10 | 1 | 1 | 1 | 0 | 1 | 0 | 0 | 1
PCEA | GARNET_2_WIND2 | PCE70002 | 2020 | 2 | 0.80345 | CONFIDENTIAL | CONFIDENTIAL | online |  | CONFIDENTIAL | CONFIDENTIAL | CAISO_Wind | 1 | wind_low_cf | wind_low_cf_2020_2 | 12% | 1 | CONFIDENTIAL | CONFIDENTIAL | ok | physical | 1 | 0 | GARNET_2_WIND2_PCE70002_CONFIDENTIAL | 0 | 0 | 1 | 1 | 1 | 0 | 1 | 0 | 0 | 1
PCEA | GARNET_2_WIND2 | PCE70002 | 2020 | 3 | 1.0262 | CONFIDENTIAL | CONFIDENTIAL | online |  | CONFIDENTIAL | CONFIDENTIAL | CAISO_Wind | 1 | wind_low_cf | wind_low_cf_2020_3 | 28% | 1 | CONFIDENTIAL | CONFIDENTIAL | ok | physical | 1 | 0 | GARNET_2_WIND2_PCE70002_CONFIDENTIAL | 0 | 0 | 1 | 1 | 1 | 0 | 1 | 0 | 0 | 1
PCEA | GARNET_2_WIND2 | PCE70002 | 2020 | 4 | 0.97074 | CONFIDENTIAL | CONFIDENTIAL | online |  | CONFIDENTIAL | CONFIDENTIAL | CAISO_Wind | 1 | wind_low_cf | wind_low_cf_2020_4 | 25% | 1 | CONFIDENTIAL | CONFIDENTIAL | ok | physical | 1 | 0 | GARNET_2_WIND2_PCE70002_CONFIDENTIAL | 0 | 0 | 1 | 1 | 1 | 0 | 1 | 0 | 0 | 1
PCEA | GARNET_2_WIND2 | PCE70002 | 2020 | 5 | 2.7404 | CONFIDENTIAL | CONFIDENTIAL | online |  | CONFIDENTIAL | CONFIDENTIAL | CAISO_Wind | 1 | wind_low_cf | wind_low_cf_2020_5 | 25% | 1 | CONFIDENTIAL | CONFIDENTIAL | ok | physical | 1 | 0 | GARNET_2_WIND2_PCE70002_CONFIDENTIAL | 0 | 0 | 1 | 1 | 1 | 0 | 1 | 0 | 0 | 1
PCEA | GARNET_2_WIND2 | PCE70002 | 2020 | 6 | 1.8663 | CONFIDENTIAL | CONFIDENTIAL | online |  | CONFIDENTIAL | CONFIDENTIAL | CAISO_Wind | 1 | wind_low_cf | wind_low_cf_2020_6 | 33% | 1 | CONFIDENTIAL | CONFIDENTIAL | ok | physical | 1 | 0 | GARNET_2_WIND2_PCE70002_CONFIDENTIAL | 0 | 0 | 1 | 1 | 1 | 0 | 1 | 0 | 0 | 1
PCEA | new_hybrid | NA | 2023 | 1 | 11.7941 | CONFIDENTIAL | CONFIDENTIAL | review | 4 | CONFIDENTIAL | CONFIDENTIAL | CAISO_Hybrid | 0 | unknown | unknown_2023_1 | 0% | 1 | CONFIDENTIAL | CONFIDENTIAL | ok | new_resolve | 1 | 0 | new_hybrid_NA_CONFIDENTIAL | 1 | 11 | 1 | 1 | 1 | 0 | 1 | 0 | 0 | 1
PCEA | new_hybrid | NA | 2023 | 2 | 16.5261 | CONFIDENTIAL | CONFIDENTIAL | review | 4 | CONFIDENTIAL | CONFIDENTIAL | CAISO_Hybrid | 0 | unknown | unknown_2023_2 | 0% | 1 | CONFIDENTIAL | CONFIDENTIAL | ok | new_resolve | 1 | 0 | new_hybrid_NA_CONFIDENTIAL | 0 | 0 | 1 | 1 | 1 | 0 | 1 | 0 | 0 | 1
PCEA | new_hybrid | NA | 2023 | 3 | 25.2505 | CONFIDENTIAL | CONFIDENTIAL | review | 4 | CONFIDENTIAL | CONFIDENTIAL | CAISO_Hybrid | 0 | unknown | unknown_2023_3 | 0% | 1 | CONFIDENTIAL | CONFIDENTIAL | ok | new_resolve | 1 | 0 | new_hybrid_NA_CONFIDENTIAL | 0 | 0 | 1 | 1 | 1 | 0 | 1 | 0 | 0 | 1
PCEA | new_hybrid | NA | 2023 | 4 | 29.1482 | CONFIDENTIAL | CONFIDENTIAL | review | 4 | CONFIDENTIAL | CONFIDENTIAL | CAISO_Hybrid | 0 | unknown | unknown_2023_4 | 0% | 1 | CONFIDENTIAL | CONFIDENTIAL | ok | new_resolve | 1 | 0 | new_hybrid_NA_CONFIDENTIAL | 0 | 0 | 1 | 1 | 1 | 0 | 1 | 0 | 0 | 1
PCEA | new_hybrid | NA | 2023 | 5 | 33.5454 | CONFIDENTIAL | CONFIDENTIAL | review | 4 | CONFIDENTIAL | CONFIDENTIAL | CAISO_Hybrid | 0 | unknown | unknown_2023_5 | 0% | 1 | CONFIDENTIAL | CONFIDENTIAL | ok | new_resolve | 1 | 0 | new_hybrid_NA_CONFIDENTIAL | 0 | 0 | 1 | 1 | 1 | 0 | 1 | 0 | 0 | 1
PCEA | new_hybrid | NA | 2023 | 6 | 34.7184 | CONFIDENTIAL | CONFIDENTIAL | review | 4 | CONFIDENTIAL | CONFIDENTIAL | CAISO_Hybrid | 0 | unknown | unknown_2023_6 | 0% | 1 | CONFIDENTIAL | CONFIDENTIAL | ok | new_resolve | 1 | 0 | new_hybrid_NA_CONFIDENTIAL | 0 | 0 | 1 | 1 | 1 | 0 | 1 | 0 | 0 | 1
PCEA | new_hybrid | NA | 2023 | 7 | 35.271 | CONFIDENTIAL | CONFIDENTIAL | review | 4 | CONFIDENTIAL | CONFIDENTIAL | CAISO_Hybrid | 0 | unknown | unknown_2023_7 | 0% | 1 | CONFIDENTIAL | CONFIDENTIAL | ok | new_resolve | 1 | 0 | new_hybrid_NA_CONFIDENTIAL | 0 | 0 | 1 | 1 | 1 | 0 | 1 | 0 | 0 | 1
PCEA | new_hybrid | NA | 2023 | 8 | 33.7067 | CONFIDENTIAL | CONFIDENTIAL | review | 4 | CONFIDENTIAL | CONFIDENTIAL | CAISO_Hybrid | 0 | unknown | unknown_2023_8 | 0% | 1 | CONFIDENTIAL | CONFIDENTIAL | ok | new_resolve | 1 | 0 | new_hybrid_NA_CONFIDENTIAL | 0 | 0 | 1 | 1 | 1 | 0 | 1 | 0 | 0 | 1
PCEA | new_hybrid | NA | 2023 | 9 | 28.8106 | CONFIDENTIAL | CONFIDENTIAL | review | 4 | CONFIDENTIAL | CONFIDENTIAL | CAISO_Hybrid | 0 | unknown | unknown_2023_9 | 0% | 1 | CONFIDENTIAL | CONFIDENTIAL | ok | new_resolve | 1 | 0 | new_hybrid_NA_CONFIDENTIAL | 0 | 0 | 1 | 1 | 1 | 0 | 1 | 0 | 0 | 1
PCEA | new_hybrid | NA | 2023 | 10 | 22.882 | CONFIDENTIAL | CONFIDENTIAL | review | 4 | CONFIDENTIAL | CONFIDENTIAL | CAISO_Hybrid | 0 | unknown | unknown_2023_10 | 0% | 1 | CONFIDENTIAL | CONFIDENTIAL | ok | new_resolve | 1 | 0 | new_hybrid_NA_CONFIDENTIAL | 0 | 0 | 1 | 1 | 1 | 0 | 1 | 0 | 0 | 1
PCEA | new_hybrid | NA | 2023 | 11 | 14.6107 | CONFIDENTIAL | CONFIDENTIAL | review | 4 | CONFIDENTIAL | CONFIDENTIAL | CAISO_Hybrid | 0 | unknown | unknown_2023_11 | 0% | 1 | CONFIDENTIAL | CONFIDENTIAL | ok | new_resolve | 1 | 0 | new_hybrid_NA_CONFIDENTIAL | 0 | 0 | 1 | 1 | 1 | 0 | 1 | 0 | 0 | 1
PCEA | new_hybrid | NA | 2023 | 12 | 11.1781 | CONFIDENTIAL | CONFIDENTIAL | review | 4 | CONFIDENTIAL | CONFIDENTIAL | CAISO_Hybrid | 0 | unknown | unknown_2023_12 | 0% | 1 | CONFIDENTIAL | CONFIDENTIAL | ok | new_resolve | 1 | 0 | new_hybrid_NA_CONFIDENTIAL | 0 | 0 | 1 | 1 | 1 | 0 | 1 | 0 | 0 | 1
PCEA | new_hybrid | NA | 2024 | 1 | 11.7941 | CONFIDENTIAL | CONFIDENTIAL | review | 4 | CONFIDENTIAL | CONFIDENTIAL | CAISO_Hybrid | 0 | unknown | unknown_2024_1 | 0% | 1 | CONFIDENTIAL | CONFIDENTIAL | ok | new_resolve | 1 | 0 | new_hybrid_NA_CONFIDENTIAL | 0 | 0 | 1 | 1 | 1 | 0 | 1 | 0 | 0 | 1
PCEA | new_hybrid | NA | 2024 | 2 | 16.5261 | CONFIDENTIAL | CONFIDENTIAL | review | 4 | CONFIDENTIAL | CONFIDENTIAL | CAISO_Hybrid | 0 | unknown | unknown_2024_2 | 0% | 1 | CONFIDENTIAL | CONFIDENTIAL | ok | new_resolve | 1 | 0 | new_hybrid_NA_CONFIDENTIAL | 0 | 0 | 1 | 1 | 1 | 0 | 1 | 0 | 0 | 1
PCEA | new_hybrid | NA | 2024 | 3 | 25.2505 | CONFIDENTIAL | CONFIDENTIAL | review | 4 | CONFIDENTIAL | CONFIDENTIAL | CAISO_Hybrid | 0 | unknown | unknown_2024_3 | 0% | 1 | CONFIDENTIAL | CONFIDENTIAL | ok | new_resolve | 1 | 0 | new_hybrid_NA_CONFIDENTIAL | 0 | 0 | 1 | 1 | 1 | 0 | 1 | 0 | 0 | 1
PCEA | new_hybrid | NA | 2024 | 4 | 29.1482 | CONFIDENTIAL | CONFIDENTIAL | review | 4 | CONFIDENTIAL | CONFIDENTIAL | CAISO_Hybrid | 0 | unknown | unknown_2024_4 | 0% | 1 | CONFIDENTIAL | CONFIDENTIAL | ok | new_resolve | 1 | 0 | new_hybrid_NA_CONFIDENTIAL | 0 | 0 | 1 | 1 | 1 | 0 | 1 | 0 | 0 | 1
PCEA | new_hybrid | NA | 2024 | 5 | 33.5454 | CONFIDENTIAL | CONFIDENTIAL | review | 4 | CONFIDENTIAL | CONFIDENTIAL | CAISO_Hybrid | 0 | unknown | unknown_2024_5 | 0% | 1 | CONFIDENTIAL | CONFIDENTIAL | ok | new_resolve | 1 | 0 | new_hybrid_NA_CONFIDENTIAL | 0 | 0 | 1 | 1 | 1 | 0 | 1 | 0 | 0 | 1
PCEA | new_hybrid | NA | 2024 | 6 | 34.7184 | CONFIDENTIAL | CONFIDENTIAL | review | 4 | CONFIDENTIAL | CONFIDENTIAL | CAISO_Hybrid | 0 | unknown | unknown_2024_6 | 0% | 1 | CONFIDENTIAL | CONFIDENTIAL | ok | new_resolve | 1 | 0 | new_hybrid_NA_CONFIDENTIAL | 0 | 0 | 1 | 1 | 1 | 0 | 1 | 0 | 0 | 1
PCEA | new_hybrid | NA | 2024 | 7 | 35.271 | CONFIDENTIAL | CONFIDENTIAL | review | 4 | CONFIDENTIAL | CONFIDENTIAL | CAISO_Hybrid | 0 | unknown | unknown_2024_7 | 0% | 1 | CONFIDENTIAL | CONFIDENTIAL | ok | new_resolve | 1 | 0 | new_hybrid_NA_CONFIDENTIAL | 0 | 0 | 1 | 1 | 1 | 0 | 1 | 0 | 0 | 1
PCEA | new_hybrid | NA | 2024 | 8 | 33.7067 | CONFIDENTIAL | CONFIDENTIAL | review | 4 | CONFIDENTIAL | CONFIDENTIAL | CAISO_Hybrid | 0 | unknown | unknown_2024_8 | 0% | 1 | CONFIDENTIAL | CONFIDENTIAL | ok | new_resolve | 1 | 0 | new_hybrid_NA_CONFIDENTIAL | 0 | 0 | 1 | 1 | 1 | 0 | 1 | 0 | 0 | 1
PCEA | new_hybrid | NA | 2024 | 9 | 28.8106 | CONFIDENTIAL | CONFIDENTIAL | review | 4 | CONFIDENTIAL | CONFIDENTIAL | CAISO_Hybrid | 0 | unknown | unknown_2024_9 | 0% | 1 | CONFIDENTIAL | CONFIDENTIAL | ok | new_resolve | 1 | 0 | new_hybrid_NA_CONFIDENTIAL | 0 | 0 | 1 | 1 | 1 | 0 | 1 | 0 | 0 | 1
PCEA | new_hybrid | NA | 2024 | 10 | 22.882 | CONFIDENTIAL | CONFIDENTIAL | review | 4 | CONFIDENTIAL | CONFIDENTIAL | CAISO_Hybrid | 0 | unknown | unknown_2024_10 | 0% | 1 | CONFIDENTIAL | CONFIDENTIAL | ok | new_resolve | 1 | 0 | new_hybrid_NA_CONFIDENTIAL | 0 | 0 | 1 | 1 | 1 | 0 | 1 | 0 | 0 | 1
PCEA | new_hybrid | NA | 2024 | 11 | 14.6107 | CONFIDENTIAL | CONFIDENTIAL | review | 4 | CONFIDENTIAL | CONFIDENTIAL | CAISO_Hybrid | 0 | unknown | unknown_2024_11 | 0% | 1 | CONFIDENTIAL | CONFIDENTIAL | ok | new_resolve | 1 | 0 | new_hybrid_NA_CONFIDENTIAL | 0 | 0 | 1 | 1 | 1 | 0 | 1 | 0 | 0 | 1
PCEA | new_hybrid | NA | 2024 | 12 | 11.1781 | CONFIDENTIAL | CONFIDENTIAL | review | 4 | CONFIDENTIAL | CONFIDENTIAL | CAISO_Hybrid | 0 | unknown | unknown_2024_12 | 0% | 1 | CONFIDENTIAL | CONFIDENTIAL | ok | new_resolve | 1 | 0 | new_hybrid_NA_CONFIDENTIAL | 0 | 0 | 1 | 1 | 1 | 0 | 1 | 0 | 0 | 1
PCEA | new_hybrid | NA | 2025 | 1 | 11.7941 | CONFIDENTIAL | CONFIDENTIAL | review | 4 | CONFIDENTIAL | CONFIDENTIAL | CAISO_Hybrid | 0 | unknown | unknown_2025_1 | 0% | 1 | CONFIDENTIAL | CONFIDENTIAL | ok | new_resolve | 1 | 0 | new_hybrid_NA_CONFIDENTIAL | 0 | 0 | 1 | 1 | 1 | 0 | 1 | 0 | 0 | 1
PCEA | new_hybrid | NA | 2025 | 2 | 16.5261 | CONFIDENTIAL | CONFIDENTIAL | review | 4 | CONFIDENTIAL | CONFIDENTIAL | CAISO_Hybrid | 0 | unknown | unknown_2025_2 | 0% | 1 | CONFIDENTIAL | CONFIDENTIAL | ok | new_resolve | 1 | 0 | new_hybrid_NA_CONFIDENTIAL | 0 | 0 | 1 | 1 | 1 | 0 | 1 | 0 | 0 | 1
PCEA | new_hybrid | NA | 2025 | 3 | 25.2505 | CONFIDENTIAL | CONFIDENTIAL | review | 4 | CONFIDENTIAL | CONFIDENTIAL | CAISO_Hybrid | 0 | unknown | unknown_2025_3 | 0% | 1 | CONFIDENTIAL | CONFIDENTIAL | ok | new_resolve | 1 | 0 | new_hybrid_NA_CONFIDENTIAL | 0 | 0 | 1 | 1 | 1 | 0 | 1 | 0 | 0 | 1
PCEA | new_hybrid | NA | 2025 | 4 | 29.1482 | CONFIDENTIAL | CONFIDENTIAL | review | 4 | CONFIDENTIAL | CONFIDENTIAL | CAISO_Hybrid | 0 | unknown | unknown_2025_4 | 0% | 1 | CONFIDENTIAL | CONFIDENTIAL | ok | new_resolve | 1 | 0 | new_hybrid_NA_CONFIDENTIAL | 0 | 0 | 1 | 1 | 1 | 0 | 1 | 0 | 0 | 1
PCEA | new_hybrid | NA | 2025 | 5 | 33.5454 | CONFIDENTIAL | CONFIDENTIAL | review | 4 | CONFIDENTIAL | CONFIDENTIAL | CAISO_Hybrid | 0 | unknown | unknown_2025_5 | 0% | 1 | CONFIDENTIAL | CONFIDENTIAL | ok | new_resolve | 1 | 0 | new_hybrid_NA_CONFIDENTIAL | 0 | 0 | 1 | 1 | 1 | 0 | 1 | 0 | 0 | 1
PCEA | new_hybrid | NA | 2025 | 6 | 34.7184 | CONFIDENTIAL | CONFIDENTIAL | review | 4 | CONFIDENTIAL | CONFIDENTIAL | CAISO_Hybrid | 0 | unknown | unknown_2025_6 | 0% | 1 | CONFIDENTIAL | CONFIDENTIAL | ok | new_resolve | 1 | 0 | new_hybrid_NA_CONFIDENTIAL | 0 | 0 | 1 | 1 | 1 | 0 | 1 | 0 | 0 | 1
PCEA | new_hybrid | NA | 2025 | 7 | 35.271 | CONFIDENTIAL | CONFIDENTIAL | review | 4 | CONFIDENTIAL | CONFIDENTIAL | CAISO_Hybrid | 0 | unknown | unknown_2025_7 | 0% | 1 | CONFIDENTIAL | CONFIDENTIAL | ok | new_resolve | 1 | 0 | new_hybrid_NA_CONFIDENTIAL | 0 | 0 | 1 | 1 | 1 | 0 | 1 | 0 | 0 | 1
PCEA | new_hybrid | NA | 2025 | 8 | 33.7067 | CONFIDENTIAL | CONFIDENTIAL | review | 4 | CONFIDENTIAL | CONFIDENTIAL | CAISO_Hybrid | 0 | unknown | unknown_2025_8 | 0% | 1 | CONFIDENTIAL | CONFIDENTIAL | ok | new_resolve | 1 | 0 | new_hybrid_NA_CONFIDENTIAL | 0 | 0 | 1 | 1 | 1 | 0 | 1 | 0 | 0 | 1
PCEA | new_hybrid | NA | 2025 | 9 | 28.8106 | CONFIDENTIAL | CONFIDENTIAL | review | 4 | CONFIDENTIAL | CONFIDENTIAL | CAISO_Hybrid | 0 | unknown | unknown_2025_9 | 0% | 1 | CONFIDENTIAL | CONFIDENTIAL | ok | new_resolve | 1 | 0 | new_hybrid_NA_CONFIDENTIAL | 0 | 0 | 1 | 1 | 1 | 0 | 1 | 0 | 0 | 1
PCEA | new_hybrid | NA | 2025 | 10 | 22.882 | CONFIDENTIAL | CONFIDENTIAL | review | 4 | CONFIDENTIAL | CONFIDENTIAL | CAISO_Hybrid | 0 | unknown | unknown_2025_10 | 0% | 1 | CONFIDENTIAL | CONFIDENTIAL | ok | new_resolve | 1 | 0 | new_hybrid_NA_CONFIDENTIAL | 0 | 0 | 1 | 1 | 1 | 0 | 1 | 0 | 0 | 1
PCEA | new_hybrid | NA | 2025 | 11 | 14.6107 | CONFIDENTIAL | CONFIDENTIAL | review | 4 | CONFIDENTIAL | CONFIDENTIAL | CAISO_Hybrid | 0 | unknown | unknown_2025_11 | 0% | 1 | CONFIDENTIAL | CONFIDENTIAL | ok | new_resolve | 1 | 0 | new_hybrid_NA_CONFIDENTIAL | 0 | 0 | 1 | 1 | 1 | 0 | 1 | 0 | 0 | 1
PCEA | new_hybrid | NA | 2025 | 12 | 11.1781 | CONFIDENTIAL | CONFIDENTIAL | review | 4 | CONFIDENTIAL | CONFIDENTIAL | CAISO_Hybrid | 0 | unknown | unknown_2025_12 | 0% | 1 | CONFIDENTIAL | CONFIDENTIAL | ok | new_resolve | 1 | 0 | new_hybrid_NA_CONFIDENTIAL | 0 | 0 | 1 | 1 | 1 | 0 | 1 | 0 | 0 | 1
PCEA | new_hybrid | NA | 2026 | 1 | 11.7941 | CONFIDENTIAL | CONFIDENTIAL | review | 4 | CONFIDENTIAL | CONFIDENTIAL | CAISO_Hybrid | 0 | unknown | unknown_2026_1 | 0% | 1 | CONFIDENTIAL | CONFIDENTIAL | ok | new_resolve | 1 | 0 | new_hybrid_NA_CONFIDENTIAL | 0 | 0 | 1 | 1 | 1 | 0 | 1 | 0 | 0 | 1
PCEA | new_hybrid | NA | 2026 | 2 | 16.5261 | CONFIDENTIAL | CONFIDENTIAL | review | 4 | CONFIDENTIAL | CONFIDENTIAL | CAISO_Hybrid | 0 | unknown | unknown_2026_2 | 0% | 1 | CONFIDENTIAL | CONFIDENTIAL | ok | new_resolve | 1 | 0 | new_hybrid_NA_CONFIDENTIAL | 0 | 0 | 1 | 1 | 1 | 0 | 1 | 0 | 0 | 1
PCEA | new_hybrid | NA | 2026 | 3 | 25.2505 | CONFIDENTIAL | CONFIDENTIAL | review | 4 | CONFIDENTIAL | CONFIDENTIAL | CAISO_Hybrid | 0 | unknown | unknown_2026_3 | 0% | 1 | CONFIDENTIAL | CONFIDENTIAL | ok | new_resolve | 1 | 0 | new_hybrid_NA_CONFIDENTIAL | 0 | 0 | 1 | 1 | 1 | 0 | 1 | 0 | 0 | 1
PCEA | new_hybrid | NA | 2026 | 4 | 29.1482 | CONFIDENTIAL | CONFIDENTIAL | review | 4 | CONFIDENTIAL | CONFIDENTIAL | CAISO_Hybrid | 0 | unknown | unknown_2026_4 | 0% | 1 | CONFIDENTIAL | CONFIDENTIAL | ok | new_resolve | 1 | 0 | new_hybrid_NA_CONFIDENTIAL | 0 | 0 | 1 | 1 | 1 | 0 | 1 | 0 | 0 | 1
PCEA | new_hybrid | NA | 2026 | 5 | 33.5454 | CONFIDENTIAL | CONFIDENTIAL | review | 4 | CONFIDENTIAL | CONFIDENTIAL | CAISO_Hybrid | 0 | unknown | unknown_2026_5 | 0% | 1 | CONFIDENTIAL | CONFIDENTIAL | ok | new_resolve | 1 | 0 | new_hybrid_NA_CONFIDENTIAL | 0 | 0 | 1 | 1 | 1 | 0 | 1 | 0 | 0 | 1
PCEA | new_hybrid | NA | 2026 | 6 | 34.7184 | CONFIDENTIAL | CONFIDENTIAL | review | 4 | CONFIDENTIAL | CONFIDENTIAL | CAISO_Hybrid | 0 | unknown | unknown_2026_6 | 0% | 1 | CONFIDENTIAL | CONFIDENTIAL | ok | new_resolve | 1 | 0 | new_hybrid_NA_CONFIDENTIAL | 0 | 0 | 1 | 1 | 1 | 0 | 1 | 0 | 0 | 1
PCEA | new_hybrid | NA | 2026 | 7 | 35.271 | CONFIDENTIAL | CONFIDENTIAL | review | 4 | CONFIDENTIAL | CONFIDENTIAL | CAISO_Hybrid | 0 | unknown | unknown_2026_7 | 0% | 1 | CONFIDENTIAL | CONFIDENTIAL | ok | new_resolve | 1 | 0 | new_hybrid_NA_CONFIDENTIAL | 0 | 0 | 1 | 1 | 1 | 0 | 1 | 0 | 0 | 1
PCEA | new_hybrid | NA | 2026 | 8 | 33.7067 | CONFIDENTIAL | CONFIDENTIAL | review | 4 | CONFIDENTIAL | CONFIDENTIAL | CAISO_Hybrid | 0 | unknown | unknown_2026_8 | 0% | 1 | CONFIDENTIAL | CONFIDENTIAL | ok | new_resolve | 1 | 0 | new_hybrid_NA_CONFIDENTIAL | 0 | 0 | 1 | 1 | 1 | 0 | 1 | 0 | 0 | 1
PCEA | new_hybrid | NA | 2026 | 9 | 28.8106 | CONFIDENTIAL | CONFIDENTIAL | review | 4 | CONFIDENTIAL | CONFIDENTIAL | CAISO_Hybrid | 0 | unknown | unknown_2026_9 | 0% | 1 | CONFIDENTIAL | CONFIDENTIAL | ok | new_resolve | 1 | 0 | new_hybrid_NA_CONFIDENTIAL | 0 | 0 | 1 | 1 | 1 | 0 | 1 | 0 | 0 | 1
PCEA | new_hybrid | NA | 2026 | 10 | 22.882 | CONFIDENTIAL | CONFIDENTIAL | review | 4 | CONFIDENTIAL | CONFIDENTIAL | CAISO_Hybrid | 0 | unknown | unknown_2026_10 | 0% | 1 | CONFIDENTIAL | CONFIDENTIAL | ok | new_resolve | 1 | 0 | new_hybrid_NA_CONFIDENTIAL | 0 | 0 | 1 | 1 | 1 | 0 | 1 | 0 | 0 | 1
PCEA | new_hybrid | NA | 2026 | 11 | 14.6107 | CONFIDENTIAL | CONFIDENTIAL | review | 4 | CONFIDENTIAL | CONFIDENTIAL | CAISO_Hybrid | 0 | unknown | unknown_2026_11 | 0% | 1 | CONFIDENTIAL | CONFIDENTIAL | ok | new_resolve | 1 | 0 | new_hybrid_NA_CONFIDENTIAL | 0 | 0 | 1 | 1 | 1 | 0 | 1 | 0 | 0 | 1
PCEA | new_hybrid | NA | 2026 | 12 | 11.1781 | CONFIDENTIAL | CONFIDENTIAL | review | 4 | CONFIDENTIAL | CONFIDENTIAL | CAISO_Hybrid | 0 | unknown | unknown_2026_12 | 0% | 1 | CONFIDENTIAL | CONFIDENTIAL | ok | new_resolve | 1 | 0 | new_hybrid_NA_CONFIDENTIAL | 0 | 0 | 1 | 1 | 1 | 0 | 1 | 0 | 0 | 1
PCEA | new_hybrid | NA | 2027 | 1 | 11.7941 | CONFIDENTIAL | CONFIDENTIAL | review | 4 | CONFIDENTIAL | CONFIDENTIAL | CAISO_Hybrid | 0 | unknown | unknown_2027_1 | 0% | 1 | CONFIDENTIAL | CONFIDENTIAL | ok | new_resolve | 1 | 0 | new_hybrid_NA_CONFIDENTIAL | 0 | 0 | 1 | 1 | 1 | 0 | 1 | 0 | 0 | 1
PCEA | new_hybrid | NA | 2027 | 2 | 16.5261 | CONFIDENTIAL | CONFIDENTIAL | review | 4 | CONFIDENTIAL | CONFIDENTIAL | CAISO_Hybrid | 0 | unknown | unknown_2027_2 | 0% | 1 | CONFIDENTIAL | CONFIDENTIAL | ok | new_resolve | 1 | 0 | new_hybrid_NA_CONFIDENTIAL | 0 | 0 | 1 | 1 | 1 | 0 | 1 | 0 | 0 | 1
PCEA | new_hybrid | NA | 2027 | 3 | 25.2505 | CONFIDENTIAL | CONFIDENTIAL | review | 4 | CONFIDENTIAL | CONFIDENTIAL | CAISO_Hybrid | 0 | unknown | unknown_2027_3 | 0% | 1 | CONFIDENTIAL | CONFIDENTIAL | ok | new_resolve | 1 | 0 | new_hybrid_NA_CONFIDENTIAL | 0 | 0 | 1 | 1 | 1 | 0 | 1 | 0 | 0 | 1
PCEA | new_hybrid | NA | 2027 | 4 | 29.1482 | CONFIDENTIAL | CONFIDENTIAL | review | 4 | CONFIDENTIAL | CONFIDENTIAL | CAISO_Hybrid | 0 | unknown | unknown_2027_4 | 0% | 1 | CONFIDENTIAL | CONFIDENTIAL | ok | new_resolve | 1 | 0 | new_hybrid_NA_CONFIDENTIAL | 0 | 0 | 1 | 1 | 1 | 0 | 1 | 0 | 0 | 1
PCEA | new_hybrid | NA | 2027 | 5 | 33.5454 | CONFIDENTIAL | CONFIDENTIAL | review | 4 | CONFIDENTIAL | CONFIDENTIAL | CAISO_Hybrid | 0 | unknown | unknown_2027_5 | 0% | 1 | CONFIDENTIAL | CONFIDENTIAL | ok | new_resolve | 1 | 0 | new_hybrid_NA_CONFIDENTIAL | 0 | 0 | 1 | 1 | 1 | 0 | 1 | 0 | 0 | 1
PCEA | new_hybrid | NA | 2027 | 6 | 34.7184 | CONFIDENTIAL | CONFIDENTIAL | review | 4 | CONFIDENTIAL | CONFIDENTIAL | CAISO_Hybrid | 0 | unknown | unknown_2027_6 | 0% | 1 | CONFIDENTIAL | CONFIDENTIAL | ok | new_resolve | 1 | 0 | new_hybrid_NA_CONFIDENTIAL | 0 | 0 | 1 | 1 | 1 | 0 | 1 | 0 | 0 | 1
PCEA | new_hybrid | NA | 2027 | 7 | 35.271 | CONFIDENTIAL | CONFIDENTIAL | review | 4 | CONFIDENTIAL | CONFIDENTIAL | CAISO_Hybrid | 0 | unknown | unknown_2027_7 | 0% | 1 | CONFIDENTIAL | CONFIDENTIAL | ok | new_resolve | 1 | 0 | new_hybrid_NA_CONFIDENTIAL | 0 | 0 | 1 | 1 | 1 | 0 | 1 | 0 | 0 | 1
PCEA | new_hybrid | NA | 2027 | 8 | 33.7067 | CONFIDENTIAL | CONFIDENTIAL | review | 4 | CONFIDENTIAL | CONFIDENTIAL | CAISO_Hybrid | 0 | unknown | unknown_2027_8 | 0% | 1 | CONFIDENTIAL | CONFIDENTIAL | ok | new_resolve | 1 | 0 | new_hybrid_NA_CONFIDENTIAL | 0 | 0 | 1 | 1 | 1 | 0 | 1 | 0 | 0 | 1
PCEA | new_hybrid | NA | 2027 | 9 | 28.8106 | CONFIDENTIAL | CONFIDENTIAL | review | 4 | CONFIDENTIAL | CONFIDENTIAL | CAISO_Hybrid | 0 | unknown | unknown_2027_9 | 0% | 1 | CONFIDENTIAL | CONFIDENTIAL | ok | new_resolve | 1 | 0 | new_hybrid_NA_CONFIDENTIAL | 0 | 0 | 1 | 1 | 1 | 0 | 1 | 0 | 0 | 1
PCEA | new_hybrid | NA | 2027 | 10 | 22.882 | CONFIDENTIAL | CONFIDENTIAL | review | 4 | CONFIDENTIAL | CONFIDENTIAL | CAISO_Hybrid | 0 | unknown | unknown_2027_10 | 0% | 1 | CONFIDENTIAL | CONFIDENTIAL | ok | new_resolve | 1 | 0 | new_hybrid_NA_CONFIDENTIAL | 0 | 0 | 1 | 1 | 1 | 0 | 1 | 0 | 0 | 1
PCEA | new_hybrid | NA | 2027 | 11 | 14.6107 | CONFIDENTIAL | CONFIDENTIAL | review | 4 | CONFIDENTIAL | CONFIDENTIAL | CAISO_Hybrid | 0 | unknown | unknown_2027_11 | 0% | 1 | CONFIDENTIAL | CONFIDENTIAL | ok | new_resolve | 1 | 0 | new_hybrid_NA_CONFIDENTIAL | 0 | 0 | 1 | 1 | 1 | 0 | 1 | 0 | 0 | 1
PCEA | new_hybrid | NA | 2027 | 12 | 11.1781 | CONFIDENTIAL | CONFIDENTIAL | review | 4 | CONFIDENTIAL | CONFIDENTIAL | CAISO_Hybrid | 0 | unknown | unknown_2027_12 | 0% | 1 | CONFIDENTIAL | CONFIDENTIAL | ok | new_resolve | 1 | 0 | new_hybrid_NA_CONFIDENTIAL | 0 | 0 | 1 | 1 | 1 | 0 | 1 | 0 | 0 | 1
PCEA | new_hybrid | NA | 2028 | 1 | 11.7941 | CONFIDENTIAL | CONFIDENTIAL | review | 4 | CONFIDENTIAL | CONFIDENTIAL | CAISO_Hybrid | 0 | unknown | unknown_2028_1 | 0% | 1 | CONFIDENTIAL | CONFIDENTIAL | ok | new_resolve | 1 | 0 | new_hybrid_NA_CONFIDENTIAL | 0 | 0 | 1 | 1 | 1 | 0 | 1 | 0 | 0 | 1
PCEA | new_hybrid | NA | 2028 | 2 | 16.5261 | CONFIDENTIAL | CONFIDENTIAL | review | 4 | CONFIDENTIAL | CONFIDENTIAL | CAISO_Hybrid | 0 | unknown | unknown_2028_2 | 0% | 1 | CONFIDENTIAL | CONFIDENTIAL | ok | new_resolve | 1 | 0 | new_hybrid_NA_CONFIDENTIAL | 0 | 0 | 1 | 1 | 1 | 0 | 1 | 0 | 0 | 1
PCEA | new_hybrid | NA | 2028 | 3 | 25.2505 | CONFIDENTIAL | CONFIDENTIAL | review | 4 | CONFIDENTIAL | CONFIDENTIAL | CAISO_Hybrid | 0 | unknown | unknown_2028_3 | 0% | 1 | CONFIDENTIAL | CONFIDENTIAL | ok | new_resolve | 1 | 0 | new_hybrid_NA_CONFIDENTIAL | 0 | 0 | 1 | 1 | 1 | 0 | 1 | 0 | 0 | 1
PCEA | new_hybrid | NA | 2028 | 4 | 29.1482 | CONFIDENTIAL | CONFIDENTIAL | review | 4 | CONFIDENTIAL | CONFIDENTIAL | CAISO_Hybrid | 0 | unknown | unknown_2028_4 | 0% | 1 | CONFIDENTIAL | CONFIDENTIAL | ok | new_resolve | 1 | 0 | new_hybrid_NA_CONFIDENTIAL | 0 | 0 | 1 | 1 | 1 | 0 | 1 | 0 | 0 | 1
PCEA | new_hybrid | NA | 2028 | 5 | 33.5454 | CONFIDENTIAL | CONFIDENTIAL | review | 4 | CONFIDENTIAL | CONFIDENTIAL | CAISO_Hybrid | 0 | unknown | unknown_2028_5 | 0% | 1 | CONFIDENTIAL | CONFIDENTIAL | ok | new_resolve | 1 | 0 | new_hybrid_NA_CONFIDENTIAL | 0 | 0 | 1 | 1 | 1 | 0 | 1 | 0 | 0 | 1
PCEA | new_hybrid | NA | 2028 | 6 | 34.7184 | CONFIDENTIAL | CONFIDENTIAL | review | 4 | CONFIDENTIAL | CONFIDENTIAL | CAISO_Hybrid | 0 | unknown | unknown_2028_6 | 0% | 1 | CONFIDENTIAL | CONFIDENTIAL | ok | new_resolve | 1 | 0 | new_hybrid_NA_CONFIDENTIAL | 0 | 0 | 1 | 1 | 1 | 0 | 1 | 0 | 0 | 1
PCEA | new_hybrid | NA | 2028 | 7 | 35.271 | CONFIDENTIAL | CONFIDENTIAL | review | 4 | CONFIDENTIAL | CONFIDENTIAL | CAISO_Hybrid | 0 | unknown | unknown_2028_7 | 0% | 1 | CONFIDENTIAL | CONFIDENTIAL | ok | new_resolve | 1 | 0 | new_hybrid_NA_CONFIDENTIAL | 0 | 0 | 1 | 1 | 1 | 0 | 1 | 0 | 0 | 1
PCEA | new_hybrid | NA | 2028 | 8 | 33.7067 | CONFIDENTIAL | CONFIDENTIAL | review | 4 | CONFIDENTIAL | CONFIDENTIAL | CAISO_Hybrid | 0 | unknown | unknown_2028_8 | 0% | 1 | CONFIDENTIAL | CONFIDENTIAL | ok | new_resolve | 1 | 0 | new_hybrid_NA_CONFIDENTIAL | 0 | 0 | 1 | 1 | 1 | 0 | 1 | 0 | 0 | 1
PCEA | new_hybrid | NA | 2028 | 9 | 28.8106 | CONFIDENTIAL | CONFIDENTIAL | review | 4 | CONFIDENTIAL | CONFIDENTIAL | CAISO_Hybrid | 0 | unknown | unknown_2028_9 | 0% | 1 | CONFIDENTIAL | CONFIDENTIAL | ok | new_resolve | 1 | 0 | new_hybrid_NA_CONFIDENTIAL | 0 | 0 | 1 | 1 | 1 | 0 | 1 | 0 | 0 | 1
PCEA | new_hybrid | NA | 2028 | 10 | 22.882 | CONFIDENTIAL | CONFIDENTIAL | review | 4 | CONFIDENTIAL | CONFIDENTIAL | CAISO_Hybrid | 0 | unknown | unknown_2028_10 | 0% | 1 | CONFIDENTIAL | CONFIDENTIAL | ok | new_resolve | 1 | 0 | new_hybrid_NA_CONFIDENTIAL | 0 | 0 | 1 | 1 | 1 | 0 | 1 | 0 | 0 | 1
PCEA | new_hybrid | NA | 2028 | 11 | 14.6107 | CONFIDENTIAL | CONFIDENTIAL | review | 4 | CONFIDENTIAL | CONFIDENTIAL | CAISO_Hybrid | 0 | unknown | unknown_2028_11 | 0% | 1 | CONFIDENTIAL | CONFIDENTIAL | ok | new_resolve | 1 | 0 | new_hybrid_NA_CONFIDENTIAL | 0 | 0 | 1 | 1 | 1 | 0 | 1 | 0 | 0 | 1
PCEA | new_hybrid | NA | 2028 | 12 | 11.1781 | CONFIDENTIAL | CONFIDENTIAL | review | 4 | CONFIDENTIAL | CONFIDENTIAL | CAISO_Hybrid | 0 | unknown | unknown_2028_12 | 0% | 1 | CONFIDENTIAL | CONFIDENTIAL | ok | new_resolve | 1 | 0 | new_hybrid_NA_CONFIDENTIAL | 0 | 0 | 1 | 1 | 1 | 0 | 1 | 0 | 0 | 1
PCEA | new_hybrid | NA | 2029 | 1 | 11.7941 | CONFIDENTIAL | CONFIDENTIAL | review | 4 | CONFIDENTIAL | CONFIDENTIAL | CAISO_Hybrid | 0 | unknown | unknown_2029_1 | 0% | 1 | CONFIDENTIAL | CONFIDENTIAL | ok | new_resolve | 1 | 0 | new_hybrid_NA_CONFIDENTIAL | 0 | 0 | 1 | 1 | 1 | 0 | 1 | 0 | 0 | 1
PCEA | new_hybrid | NA | 2029 | 2 | 16.5261 | CONFIDENTIAL | CONFIDENTIAL | review | 4 | CONFIDENTIAL | CONFIDENTIAL | CAISO_Hybrid | 0 | unknown | unknown_2029_2 | 0% | 1 | CONFIDENTIAL | CONFIDENTIAL | ok | new_resolve | 1 | 0 | new_hybrid_NA_CONFIDENTIAL | 0 | 0 | 1 | 1 | 1 | 0 | 1 | 0 | 0 | 1
PCEA | new_hybrid | NA | 2029 | 3 | 25.2505 | CONFIDENTIAL | CONFIDENTIAL | review | 4 | CONFIDENTIAL | CONFIDENTIAL | CAISO_Hybrid | 0 | unknown | unknown_2029_3 | 0% | 1 | CONFIDENTIAL | CONFIDENTIAL | ok | new_resolve | 1 | 0 | new_hybrid_NA_CONFIDENTIAL | 0 | 0 | 1 | 1 | 1 | 0 | 1 | 0 | 0 | 1
PCEA | new_hybrid | NA | 2029 | 4 | 29.1482 | CONFIDENTIAL | CONFIDENTIAL | review | 4 | CONFIDENTIAL | CONFIDENTIAL | CAISO_Hybrid | 0 | unknown | unknown_2029_4 | 0% | 1 | CONFIDENTIAL | CONFIDENTIAL | ok | new_resolve | 1 | 0 | new_hybrid_NA_CONFIDENTIAL | 0 | 0 | 1 | 1 | 1 | 0 | 1 | 0 | 0 | 1
PCEA | new_hybrid | NA | 2029 | 5 | 33.5454 | CONFIDENTIAL | CONFIDENTIAL | review | 4 | CONFIDENTIAL | CONFIDENTIAL | CAISO_Hybrid | 0 | unknown | unknown_2029_5 | 0% | 1 | CONFIDENTIAL | CONFIDENTIAL | ok | new_resolve | 1 | 0 | new_hybrid_NA_CONFIDENTIAL | 0 | 0 | 1 | 1 | 1 | 0 | 1 | 0 | 0 | 1
PCEA | new_hybrid | NA | 2029 | 6 | 34.7184 | CONFIDENTIAL | CONFIDENTIAL | review | 4 | CONFIDENTIAL | CONFIDENTIAL | CAISO_Hybrid | 0 | unknown | unknown_2029_6 | 0% | 1 | CONFIDENTIAL | CONFIDENTIAL | ok | new_resolve | 1 | 0 | new_hybrid_NA_CONFIDENTIAL | 0 | 0 | 1 | 1 | 1 | 0 | 1 | 0 | 0 | 1
PCEA | new_hybrid | NA | 2029 | 7 | 35.271 | CONFIDENTIAL | CONFIDENTIAL | review | 4 | CONFIDENTIAL | CONFIDENTIAL | CAISO_Hybrid | 0 | unknown | unknown_2029_7 | 0% | 1 | CONFIDENTIAL | CONFIDENTIAL | ok | new_resolve | 1 | 0 | new_hybrid_NA_CONFIDENTIAL | 0 | 0 | 1 | 1 | 1 | 0 | 1 | 0 | 0 | 1
PCEA | new_hybrid | NA | 2029 | 8 | 33.7067 | CONFIDENTIAL | CONFIDENTIAL | review | 4 | CONFIDENTIAL | CONFIDENTIAL | CAISO_Hybrid | 0 | unknown | unknown_2029_8 | 0% | 1 | CONFIDENTIAL | CONFIDENTIAL | ok | new_resolve | 1 | 0 | new_hybrid_NA_CONFIDENTIAL | 0 | 0 | 1 | 1 | 1 | 0 | 1 | 0 | 0 | 1
PCEA | new_hybrid | NA | 2029 | 9 | 28.8106 | CONFIDENTIAL | CONFIDENTIAL | review | 4 | CONFIDENTIAL | CONFIDENTIAL | CAISO_Hybrid | 0 | unknown | unknown_2029_9 | 0% | 1 | CONFIDENTIAL | CONFIDENTIAL | ok | new_resolve | 1 | 0 | new_hybrid_NA_CONFIDENTIAL | 0 | 0 | 1 | 1 | 1 | 0 | 1 | 0 | 0 | 1
PCEA | new_hybrid | NA | 2029 | 10 | 22.882 | CONFIDENTIAL | CONFIDENTIAL | review | 4 | CONFIDENTIAL | CONFIDENTIAL | CAISO_Hybrid | 0 | unknown | unknown_2029_10 | 0% | 1 | CONFIDENTIAL | CONFIDENTIAL | ok | new_resolve | 1 | 0 | new_hybrid_NA_CONFIDENTIAL | 0 | 0 | 1 | 1 | 1 | 0 | 1 | 0 | 0 | 1
PCEA | new_hybrid | NA | 2029 | 11 | 14.6107 | CONFIDENTIAL | CONFIDENTIAL | review | 4 | CONFIDENTIAL | CONFIDENTIAL | CAISO_Hybrid | 0 | unknown | unknown_2029_11 | 0% | 1 | CONFIDENTIAL | CONFIDENTIAL | ok | new_resolve | 1 | 0 | new_hybrid_NA_CONFIDENTIAL | 0 | 0 | 1 | 1 | 1 | 0 | 1 | 0 | 0 | 1
PCEA | new_hybrid | NA | 2029 | 12 | 11.1781 | CONFIDENTIAL | CONFIDENTIAL | review | 4 | CONFIDENTIAL | CONFIDENTIAL | CAISO_Hybrid | 0 | unknown | unknown_2029_12 | 0% | 1 | CONFIDENTIAL | CONFIDENTIAL | ok | new_resolve | 1 | 0 | new_hybrid_NA_CONFIDENTIAL | 0 | 0 | 1 | 1 | 1 | 0 | 1 | 0 | 0 | 1
PCEA | new_hybrid | NA | 2030 | 1 | 11.7941 | CONFIDENTIAL | CONFIDENTIAL | review | 4 | CONFIDENTIAL | CONFIDENTIAL | CAISO_Hybrid | 0 | unknown | unknown_2030_1 | 0% | 1 | CONFIDENTIAL | CONFIDENTIAL | ok | new_resolve | 1 | 0 | new_hybrid_NA_CONFIDENTIAL | 0 | 0 | 1 | 1 | 1 | 0 | 1 | 0 | 0 | 1
PCEA | new_hybrid | NA | 2030 | 2 | 16.5261 | CONFIDENTIAL | CONFIDENTIAL | review | 4 | CONFIDENTIAL | CONFIDENTIAL | CAISO_Hybrid | 0 | unknown | unknown_2030_2 | 0% | 1 | CONFIDENTIAL | CONFIDENTIAL | ok | new_resolve | 1 | 0 | new_hybrid_NA_CONFIDENTIAL | 0 | 0 | 1 | 1 | 1 | 0 | 1 | 0 | 0 | 1
PCEA | new_hybrid | NA | 2030 | 3 | 25.2505 | CONFIDENTIAL | CONFIDENTIAL | review | 4 | CONFIDENTIAL | CONFIDENTIAL | CAISO_Hybrid | 0 | unknown | unknown_2030_3 | 0% | 1 | CONFIDENTIAL | CONFIDENTIAL | ok | new_resolve | 1 | 0 | new_hybrid_NA_CONFIDENTIAL | 0 | 0 | 1 | 1 | 1 | 0 | 1 | 0 | 0 | 1
PCEA | new_hybrid | NA | 2030 | 4 | 29.1482 | CONFIDENTIAL | CONFIDENTIAL | review | 4 | CONFIDENTIAL | CONFIDENTIAL | CAISO_Hybrid | 0 | unknown | unknown_2030_4 | 0% | 1 | CONFIDENTIAL | CONFIDENTIAL | ok | new_resolve | 1 | 0 | new_hybrid_NA_CONFIDENTIAL | 0 | 0 | 1 | 1 | 1 | 0 | 1 | 0 | 0 | 1
PCEA | new_hybrid | NA | 2030 | 5 | 33.5454 | CONFIDENTIAL | CONFIDENTIAL | review | 4 | CONFIDENTIAL | CONFIDENTIAL | CAISO_Hybrid | 0 | unknown | unknown_2030_5 | 0% | 1 | CONFIDENTIAL | CONFIDENTIAL | ok | new_resolve | 1 | 0 | new_hybrid_NA_CONFIDENTIAL | 0 | 0 | 1 | 1 | 1 | 0 | 1 | 0 | 0 | 1
PCEA | new_hybrid | NA | 2030 | 6 | 34.7184 | CONFIDENTIAL | CONFIDENTIAL | review | 4 | CONFIDENTIAL | CONFIDENTIAL | CAISO_Hybrid | 0 | unknown | unknown_2030_6 | 0% | 1 | CONFIDENTIAL | CONFIDENTIAL | ok | new_resolve | 1 | 0 | new_hybrid_NA_CONFIDENTIAL | 0 | 0 | 1 | 1 | 1 | 0 | 1 | 0 | 0 | 1
PCEA | new_hybrid | NA | 2030 | 7 | 35.271 | CONFIDENTIAL | CONFIDENTIAL | review | 4 | CONFIDENTIAL | CONFIDENTIAL | CAISO_Hybrid | 0 | unknown | unknown_2030_7 | 0% | 1 | CONFIDENTIAL | CONFIDENTIAL | ok | new_resolve | 1 | 0 | new_hybrid_NA_CONFIDENTIAL | 0 | 0 | 1 | 1 | 1 | 0 | 1 | 0 | 0 | 1
PCEA | new_hybrid | NA | 2030 | 8 | 33.7067 | CONFIDENTIAL | CONFIDENTIAL | review | 4 | CONFIDENTIAL | CONFIDENTIAL | CAISO_Hybrid | 0 | unknown | unknown_2030_8 | 0% | 1 | CONFIDENTIAL | CONFIDENTIAL | ok | new_resolve | 1 | 0 | new_hybrid_NA_CONFIDENTIAL | 0 | 0 | 1 | 1 | 1 | 0 | 1 | 0 | 0 | 1
PCEA | new_hybrid | NA | 2030 | 9 | 28.8106 | CONFIDENTIAL | CONFIDENTIAL | review | 4 | CONFIDENTIAL | CONFIDENTIAL | CAISO_Hybrid | 0 | unknown | unknown_2030_9 | 0% | 1 | CONFIDENTIAL | CONFIDENTIAL | ok | new_resolve | 1 | 0 | new_hybrid_NA_CONFIDENTIAL | 0 | 0 | 1 | 1 | 1 | 0 | 1 | 0 | 0 | 1
PCEA | new_hybrid | NA | 2030 | 10 | 22.882 | CONFIDENTIAL | CONFIDENTIAL | review | 4 | CONFIDENTIAL | CONFIDENTIAL | CAISO_Hybrid | 0 | unknown | unknown_2030_10 | 0% | 1 | CONFIDENTIAL | CONFIDENTIAL | ok | new_resolve | 1 | 0 | new_hybrid_NA_CONFIDENTIAL | 0 | 0 | 1 | 1 | 1 | 0 | 1 | 0 | 0 | 1
PCEA | new_hybrid | NA | 2030 | 11 | 14.6107 | CONFIDENTIAL | CONFIDENTIAL | review | 4 | CONFIDENTIAL | CONFIDENTIAL | CAISO_Hybrid | 0 | unknown | unknown_2030_11 | 0% | 1 | CONFIDENTIAL | CONFIDENTIAL | ok | new_resolve | 1 | 0 | new_hybrid_NA_CONFIDENTIAL | 0 | 0 | 1 | 1 | 1 | 0 | 1 | 0 | 0 | 1
PCEA | new_hybrid | NA | 2030 | 12 | 11.1781 | CONFIDENTIAL | CONFIDENTIAL | review | 4 | CONFIDENTIAL | CONFIDENTIAL | CAISO_Hybrid | 0 | unknown | unknown_2030_12 | 0% | 1 | CONFIDENTIAL | CONFIDENTIAL | ok | new_resolve | 1 | 0 | new_hybrid_NA_CONFIDENTIAL | 0 | 0 | 1 | 1 | 1 | 0 | 1 | 0 | 0 | 1
PCEA | transfer_purchase | NA | 2021 | 1 | 46.5 | CONFIDENTIAL | CONFIDENTIAL | planned_existing |  | CONFIDENTIAL | CONFIDENTIAL | transfer_purchase | 1 | unknown | unknown_2021_1 | 0% | 1 | CONFIDENTIAL | CONFIDENTIAL | ok | special | 1 | 0 | transfer_purchase_NA_CONFIDENTIAL | 1 | 12 | 1 | 1 | 1 | 0 | 1 | 0 | 0 | 1
PCEA | transfer_purchase | NA | 2021 | 2 | 46.2 | CONFIDENTIAL | CONFIDENTIAL | planned_existing |  | CONFIDENTIAL | CONFIDENTIAL | transfer_purchase | 1 | unknown | unknown_2021_2 | 0% | 1 | CONFIDENTIAL | CONFIDENTIAL | ok | special | 1 | 0 | transfer_purchase_NA_CONFIDENTIAL | 0 | 0 | 1 | 1 | 1 | 0 | 1 | 0 | 0 | 1
PCEA | transfer_purchase | NA | 2021 | 3 | 60.45 | CONFIDENTIAL | CONFIDENTIAL | planned_existing |  | CONFIDENTIAL | CONFIDENTIAL | transfer_purchase | 1 | unknown | unknown_2021_3 | 0% | 1 | CONFIDENTIAL | CONFIDENTIAL | ok | special | 1 | 0 | transfer_purchase_NA_CONFIDENTIAL | 0 | 0 | 1 | 1 | 1 | 0 | 1 | 0 | 0 | 1
PCEA | transfer_purchase | NA | 2021 | 4 | 54 | CONFIDENTIAL | CONFIDENTIAL | planned_existing |  | CONFIDENTIAL | CONFIDENTIAL | transfer_purchase | 1 | unknown | unknown_2021_4 | 0% | 1 | CONFIDENTIAL | CONFIDENTIAL | ok | special | 1 | 0 | transfer_purchase_NA_CONFIDENTIAL | 0 | 0 | 1 | 1 | 1 | 0 | 1 | 0 | 0 | 1
PCEA | transfer_purchase | NA | 2021 | 5 | 65.1 | CONFIDENTIAL | CONFIDENTIAL | planned_existing |  | CONFIDENTIAL | CONFIDENTIAL | transfer_purchase | 1 | unknown | unknown_2021_5 | 0% | 1 | CONFIDENTIAL | CONFIDENTIAL | ok | special | 1 | 0 | transfer_purchase_NA_CONFIDENTIAL | 0 | 0 | 1 | 1 | 1 | 0 | 1 | 0 | 0 | 1
PCEA | transfer_purchase | NA | 2021 | 6 | 63 | CONFIDENTIAL | CONFIDENTIAL | planned_existing |  | CONFIDENTIAL | CONFIDENTIAL | transfer_purchase | 1 | unknown | unknown_2021_6 | 0% | 1 | CONFIDENTIAL | CONFIDENTIAL | ok | special | 1 | 0 | transfer_purchase_NA_CONFIDENTIAL | 0 | 0 | 1 | 1 | 1 | 0 | 1 | 0 | 0 | 1
PCEA | transfer_purchase | NA | 2021 | 7 | 65.1 | CONFIDENTIAL | CONFIDENTIAL | planned_existing |  | CONFIDENTIAL | CONFIDENTIAL | transfer_purchase | 1 | unknown | unknown_2021_7 | 0% | 1 | CONFIDENTIAL | CONFIDENTIAL | ok | special | 1 | 0 | transfer_purchase_NA_CONFIDENTIAL | 0 | 0 | 1 | 1 | 1 | 0 | 1 | 0 | 0 | 1
PCEA | transfer_purchase | NA | 2021 | 8 | 60.45 | CONFIDENTIAL | CONFIDENTIAL | planned_existing |  | CONFIDENTIAL | CONFIDENTIAL | transfer_purchase | 1 | unknown | unknown_2021_8 | 0% | 1 | CONFIDENTIAL | CONFIDENTIAL | ok | special | 1 | 0 | transfer_purchase_NA_CONFIDENTIAL | 0 | 0 | 1 | 1 | 1 | 0 | 1 | 0 | 0 | 1
PCEA | transfer_purchase | NA | 2021 | 9 | 54 | CONFIDENTIAL | CONFIDENTIAL | planned_existing |  | CONFIDENTIAL | CONFIDENTIAL | transfer_purchase | 1 | unknown | unknown_2021_9 | 0% | 1 | CONFIDENTIAL | CONFIDENTIAL | ok | special | 1 | 0 | transfer_purchase_NA_CONFIDENTIAL | 0 | 0 | 1 | 1 | 1 | 0 | 1 | 0 | 0 | 1
PCEA | transfer_purchase | NA | 2021 | 10 | 51.15 | CONFIDENTIAL | CONFIDENTIAL | planned_existing |  | CONFIDENTIAL | CONFIDENTIAL | transfer_purchase | 1 | unknown | unknown_2021_10 | 0% | 1 | CONFIDENTIAL | CONFIDENTIAL | ok | special | 1 | 0 | transfer_purchase_NA_CONFIDENTIAL | 0 | 0 | 1 | 1 | 1 | 0 | 1 | 0 | 0 | 1
PCEA | transfer_purchase | NA | 2021 | 11 | 45 | CONFIDENTIAL | CONFIDENTIAL | planned_existing |  | CONFIDENTIAL | CONFIDENTIAL | transfer_purchase | 1 | unknown | unknown_2021_11 | 0% | 1 | CONFIDENTIAL | CONFIDENTIAL | ok | special | 1 | 0 | transfer_purchase_NA_CONFIDENTIAL | 0 | 0 | 1 | 1 | 1 | 0 | 1 | 0 | 0 | 1
PCEA | transfer_purchase | NA | 2021 | 12 | 46.5 | CONFIDENTIAL | CONFIDENTIAL | planned_existing |  | CONFIDENTIAL | CONFIDENTIAL | transfer_purchase | 1 | unknown | unknown_2021_12 | 0% | 1 | CONFIDENTIAL | CONFIDENTIAL | ok | special | 1 | 0 | transfer_purchase_NA_CONFIDENTIAL | 0 | 0 | 1 | 1 | 1 | 0 | 1 | 0 | 0 | 1
PCEA | transfer_purchase | NA | 2022 | 1 | 15.5 | CONFIDENTIAL | CONFIDENTIAL | planned_existing |  | CONFIDENTIAL | CONFIDENTIAL | transfer_purchase | 1 | unknown | unknown_2022_1 | 0% | 1 | CONFIDENTIAL | CONFIDENTIAL | ok | special | 1 | 0 | transfer_purchase_NA_CONFIDENTIAL | 0 | 0 | 1 | 1 | 1 | 0 | 1 | 0 | 0 | 1
PCEA | transfer_purchase | NA | 2022 | 2 | 15.4 | CONFIDENTIAL | CONFIDENTIAL | planned_existing |  | CONFIDENTIAL | CONFIDENTIAL | transfer_purchase | 1 | unknown | unknown_2022_2 | 0% | 1 | CONFIDENTIAL | CONFIDENTIAL | ok | special | 1 | 0 | transfer_purchase_NA_CONFIDENTIAL | 0 | 0 | 1 | 1 | 1 | 0 | 1 | 0 | 0 | 1
PCEA | transfer_purchase | NA | 2022 | 3 | 20.15 | CONFIDENTIAL | CONFIDENTIAL | planned_existing |  | CONFIDENTIAL | CONFIDENTIAL | transfer_purchase | 1 | unknown | unknown_2022_3 | 0% | 1 | CONFIDENTIAL | CONFIDENTIAL | ok | special | 1 | 0 | transfer_purchase_NA_CONFIDENTIAL | 0 | 0 | 1 | 1 | 1 | 0 | 1 | 0 | 0 | 1
PCEA | transfer_purchase | NA | 2022 | 4 | 18 | CONFIDENTIAL | CONFIDENTIAL | planned_existing |  | CONFIDENTIAL | CONFIDENTIAL | transfer_purchase | 1 | unknown | unknown_2022_4 | 0% | 1 | CONFIDENTIAL | CONFIDENTIAL | ok | special | 1 | 0 | transfer_purchase_NA_CONFIDENTIAL | 0 | 0 | 1 | 1 | 1 | 0 | 1 | 0 | 0 | 1
PCEA | transfer_purchase | NA | 2022 | 5 | 21.7 | CONFIDENTIAL | CONFIDENTIAL | planned_existing |  | CONFIDENTIAL | CONFIDENTIAL | transfer_purchase | 1 | unknown | unknown_2022_5 | 0% | 1 | CONFIDENTIAL | CONFIDENTIAL | ok | special | 1 | 0 | transfer_purchase_NA_CONFIDENTIAL | 0 | 0 | 1 | 1 | 1 | 0 | 1 | 0 | 0 | 1
PCEA | transfer_purchase | NA | 2022 | 6 | 21 | CONFIDENTIAL | CONFIDENTIAL | planned_existing |  | CONFIDENTIAL | CONFIDENTIAL | transfer_purchase | 1 | unknown | unknown_2022_6 | 0% | 1 | CONFIDENTIAL | CONFIDENTIAL | ok | special | 1 | 0 | transfer_purchase_NA_CONFIDENTIAL | 0 | 0 | 1 | 1 | 1 | 0 | 1 | 0 | 0 | 1
PCEA | transfer_purchase | NA | 2022 | 7 | 21.7 | CONFIDENTIAL | CONFIDENTIAL | planned_existing |  | CONFIDENTIAL | CONFIDENTIAL | transfer_purchase | 1 | unknown | unknown_2022_7 | 0% | 1 | CONFIDENTIAL | CONFIDENTIAL | ok | special | 1 | 0 | transfer_purchase_NA_CONFIDENTIAL | 0 | 0 | 1 | 1 | 1 | 0 | 1 | 0 | 0 | 1
PCEA | transfer_purchase | NA | 2022 | 8 | 20.15 | CONFIDENTIAL | CONFIDENTIAL | planned_existing |  | CONFIDENTIAL | CONFIDENTIAL | transfer_purchase | 1 | unknown | unknown_2022_8 | 0% | 1 | CONFIDENTIAL | CONFIDENTIAL | ok | special | 1 | 0 | transfer_purchase_NA_CONFIDENTIAL | 0 | 0 | 1 | 1 | 1 | 0 | 1 | 0 | 0 | 1
PCEA | transfer_purchase | NA | 2022 | 9 | 18 | CONFIDENTIAL | CONFIDENTIAL | planned_existing |  | CONFIDENTIAL | CONFIDENTIAL | transfer_purchase | 1 | unknown | unknown_2022_9 | 0% | 1 | CONFIDENTIAL | CONFIDENTIAL | ok | special | 1 | 0 | transfer_purchase_NA_CONFIDENTIAL | 0 | 0 | 1 | 1 | 1 | 0 | 1 | 0 | 0 | 1
PCEA | transfer_purchase | NA | 2022 | 10 | 17.05 | CONFIDENTIAL | CONFIDENTIAL | planned_existing |  | CONFIDENTIAL | CONFIDENTIAL | transfer_purchase | 1 | unknown | unknown_2022_10 | 0% | 1 | CONFIDENTIAL | CONFIDENTIAL | ok | special | 1 | 0 | transfer_purchase_NA_CONFIDENTIAL | 0 | 0 | 1 | 1 | 1 | 0 | 1 | 0 | 0 | 1
PCEA | transfer_purchase | NA | 2022 | 11 | 15 | CONFIDENTIAL | CONFIDENTIAL | planned_existing |  | CONFIDENTIAL | CONFIDENTIAL | transfer_purchase | 1 | unknown | unknown_2022_11 | 0% | 1 | CONFIDENTIAL | CONFIDENTIAL | ok | special | 1 | 0 | transfer_purchase_NA_CONFIDENTIAL | 0 | 0 | 1 | 1 | 1 | 0 | 1 | 0 | 0 | 1
PCEA | transfer_purchase | NA | 2022 | 12 | 15.5 | CONFIDENTIAL | CONFIDENTIAL | planned_existing |  | CONFIDENTIAL | CONFIDENTIAL | transfer_purchase | 1 | unknown | unknown_2022_12 | 0% | 1 | CONFIDENTIAL | CONFIDENTIAL | ok | special | 1 | 0 | transfer_purchase_NA_CONFIDENTIAL | 0 | 0 | 1 | 1 | 1 | 0 | 1 | 0 | 0 | 1
PCEA | transfer_purchase | NA | 2023 | 1 | 0 | CONFIDENTIAL | CONFIDENTIAL | planned_existing |  | CONFIDENTIAL | CONFIDENTIAL | transfer_purchase | 1 | unknown | unknown_2023_1 | 0% | 1 | CONFIDENTIAL | CONFIDENTIAL | ok | special | 0 | 0 | transfer_purchase_NA_CONFIDENTIAL | 0 | 0 | 1 | 1 | 1 | 0 | 1 | 0 | 0 | 1
PCEA | transfer_purchase | NA | 2023 | 2 | 0 | CONFIDENTIAL | CONFIDENTIAL | planned_existing |  | CONFIDENTIAL | CONFIDENTIAL | transfer_purchase | 1 | unknown | unknown_2023_2 | 0% | 1 | CONFIDENTIAL | CONFIDENTIAL | ok | special | 0 | 0 | transfer_purchase_NA_CONFIDENTIAL | 0 | 0 | 1 | 1 | 1 | 0 | 1 | 0 | 0 | 1
PCEA | transfer_purchase | NA | 2023 | 3 | 0 | CONFIDENTIAL | CONFIDENTIAL | planned_existing |  | CONFIDENTIAL | CONFIDENTIAL | transfer_purchase | 1 | unknown | unknown_2023_3 | 0% | 1 | CONFIDENTIAL | CONFIDENTIAL | ok | special | 0 | 0 | transfer_purchase_NA_CONFIDENTIAL | 0 | 0 | 1 | 1 | 1 | 0 | 1 | 0 | 0 | 1
PCEA | transfer_purchase | NA | 2023 | 4 | 0 | CONFIDENTIAL | CONFIDENTIAL | planned_existing |  | CONFIDENTIAL | CONFIDENTIAL | transfer_purchase | 1 | unknown | unknown_2023_4 | 0% | 1 | CONFIDENTIAL | CONFIDENTIAL | ok | special | 0 | 0 | transfer_purchase_NA_CONFIDENTIAL | 0 | 0 | 1 | 1 | 1 | 0 | 1 | 0 | 0 | 1
PCEA | transfer_purchase | NA | 2023 | 5 | 0 | CONFIDENTIAL | CONFIDENTIAL | planned_existing |  | CONFIDENTIAL | CONFIDENTIAL | transfer_purchase | 1 | unknown | unknown_2023_5 | 0% | 1 | CONFIDENTIAL | CONFIDENTIAL | ok | special | 0 | 0 | transfer_purchase_NA_CONFIDENTIAL | 0 | 0 | 1 | 1 | 1 | 0 | 1 | 0 | 0 | 1
PCEA | transfer_purchase | NA | 2023 | 6 | 0 | CONFIDENTIAL | CONFIDENTIAL | planned_existing |  | CONFIDENTIAL | CONFIDENTIAL | transfer_purchase | 1 | unknown | unknown_2023_6 | 0% | 1 | CONFIDENTIAL | CONFIDENTIAL | ok | special | 0 | 0 | transfer_purchase_NA_CONFIDENTIAL | 0 | 0 | 1 | 1 | 1 | 0 | 1 | 0 | 0 | 1
PCEA | transfer_purchase | NA | 2023 | 7 | 0 | CONFIDENTIAL | CONFIDENTIAL | planned_existing |  | CONFIDENTIAL | CONFIDENTIAL | transfer_purchase | 1 | unknown | unknown_2023_7 | 0% | 1 | CONFIDENTIAL | CONFIDENTIAL | ok | special | 0 | 0 | transfer_purchase_NA_CONFIDENTIAL | 0 | 0 | 1 | 1 | 1 | 0 | 1 | 0 | 0 | 1
PCEA | transfer_purchase | NA | 2023 | 8 | 0 | CONFIDENTIAL | CONFIDENTIAL | planned_existing |  | CONFIDENTIAL | CONFIDENTIAL | transfer_purchase | 1 | unknown | unknown_2023_8 | 0% | 1 | CONFIDENTIAL | CONFIDENTIAL | ok | special | 0 | 0 | transfer_purchase_NA_CONFIDENTIAL | 0 | 0 | 1 | 1 | 1 | 0 | 1 | 0 | 0 | 1
PCEA | transfer_purchase | NA | 2023 | 9 | 0 | CONFIDENTIAL | CONFIDENTIAL | planned_existing |  | CONFIDENTIAL | CONFIDENTIAL | transfer_purchase | 1 | unknown | unknown_2023_9 | 0% | 1 | CONFIDENTIAL | CONFIDENTIAL | ok | special | 0 | 0 | transfer_purchase_NA_CONFIDENTIAL | 0 | 0 | 1 | 1 | 1 | 0 | 1 | 0 | 0 | 1
PCEA | transfer_purchase | NA | 2023 | 10 | 0 | CONFIDENTIAL | CONFIDENTIAL | planned_existing |  | CONFIDENTIAL | CONFIDENTIAL | transfer_purchase | 1 | unknown | unknown_2023_10 | 0% | 1 | CONFIDENTIAL | CONFIDENTIAL | ok | special | 0 | 0 | transfer_purchase_NA_CONFIDENTIAL | 0 | 0 | 1 | 1 | 1 | 0 | 1 | 0 | 0 | 1
PCEA | transfer_purchase | NA | 2023 | 11 | 0 | CONFIDENTIAL | CONFIDENTIAL | planned_existing |  | CONFIDENTIAL | CONFIDENTIAL | transfer_purchase | 1 | unknown | unknown_2023_11 | 0% | 1 | CONFIDENTIAL | CONFIDENTIAL | ok | special | 0 | 0 | transfer_purchase_NA_CONFIDENTIAL | 0 | 0 | 1 | 1 | 1 | 0 | 1 | 0 | 0 | 1
PCEA | transfer_purchase | NA | 2023 | 12 | 0 | CONFIDENTIAL | CONFIDENTIAL | planned_existing |  | CONFIDENTIAL | CONFIDENTIAL | transfer_purchase | 1 | unknown | unknown_2023_12 | 0% | 1 | CONFIDENTIAL | CONFIDENTIAL | ok | special | 0 | 0 | transfer_purchase_NA_CONFIDENTIAL | 0 | 0 | 1 | 1 | 1 | 0 | 1 | 0 | 0 | 1
PCEA | transfer_purchase | NA | 2024 | 1 | 0 | CONFIDENTIAL | CONFIDENTIAL | planned_existing |  | CONFIDENTIAL | CONFIDENTIAL | transfer_purchase | 1 | unknown | unknown_2024_1 | 0% | 1 | CONFIDENTIAL | CONFIDENTIAL | ok | special | 0 | 0 | transfer_purchase_NA_CONFIDENTIAL | 0 | 0 | 1 | 1 | 1 | 0 | 1 | 0 | 0 | 1
PCEA | transfer_purchase | NA | 2024 | 2 | 0 | CONFIDENTIAL | CONFIDENTIAL | planned_existing |  | CONFIDENTIAL | CONFIDENTIAL | transfer_purchase | 1 | unknown | unknown_2024_2 | 0% | 1 | CONFIDENTIAL | CONFIDENTIAL | ok | special | 0 | 0 | transfer_purchase_NA_CONFIDENTIAL | 0 | 0 | 1 | 1 | 1 | 0 | 1 | 0 | 0 | 1
PCEA | transfer_purchase | NA | 2024 | 3 | 0 | CONFIDENTIAL | CONFIDENTIAL | planned_existing |  | CONFIDENTIAL | CONFIDENTIAL | transfer_purchase | 1 | unknown | unknown_2024_3 | 0% | 1 | CONFIDENTIAL | CONFIDENTIAL | ok | special | 0 | 0 | transfer_purchase_NA_CONFIDENTIAL | 0 | 0 | 1 | 1 | 1 | 0 | 1 | 0 | 0 | 1
PCEA | transfer_purchase | NA | 2024 | 4 | 0 | CONFIDENTIAL | CONFIDENTIAL | planned_existing |  | CONFIDENTIAL | CONFIDENTIAL | transfer_purchase | 1 | unknown | unknown_2024_4 | 0% | 1 | CONFIDENTIAL | CONFIDENTIAL | ok | special | 0 | 0 | transfer_purchase_NA_CONFIDENTIAL | 0 | 0 | 1 | 1 | 1 | 0 | 1 | 0 | 0 | 1
PCEA | transfer_purchase | NA | 2024 | 5 | 0 | CONFIDENTIAL | CONFIDENTIAL | planned_existing |  | CONFIDENTIAL | CONFIDENTIAL | transfer_purchase | 1 | unknown | unknown_2024_5 | 0% | 1 | CONFIDENTIAL | CONFIDENTIAL | ok | special | 0 | 0 | transfer_purchase_NA_CONFIDENTIAL | 0 | 0 | 1 | 1 | 1 | 0 | 1 | 0 | 0 | 1
PCEA | transfer_purchase | NA | 2024 | 6 | 0 | CONFIDENTIAL | CONFIDENTIAL | planned_existing |  | CONFIDENTIAL | CONFIDENTIAL | transfer_purchase | 1 | unknown | unknown_2024_6 | 0% | 1 | CONFIDENTIAL | CONFIDENTIAL | ok | special | 0 | 0 | transfer_purchase_NA_CONFIDENTIAL | 0 | 0 | 1 | 1 | 1 | 0 | 1 | 0 | 0 | 1
PCEA | transfer_purchase | NA | 2024 | 7 | 0 | CONFIDENTIAL | CONFIDENTIAL | planned_existing |  | CONFIDENTIAL | CONFIDENTIAL | transfer_purchase | 1 | unknown | unknown_2024_7 | 0% | 1 | CONFIDENTIAL | CONFIDENTIAL | ok | special | 0 | 0 | transfer_purchase_NA_CONFIDENTIAL | 0 | 0 | 1 | 1 | 1 | 0 | 1 | 0 | 0 | 1
PCEA | transfer_purchase | NA | 2024 | 8 | 0 | CONFIDENTIAL | CONFIDENTIAL | planned_existing |  | CONFIDENTIAL | CONFIDENTIAL | transfer_purchase | 1 | unknown | unknown_2024_8 | 0% | 1 | CONFIDENTIAL | CONFIDENTIAL | ok | special | 0 | 0 | transfer_purchase_NA_CONFIDENTIAL | 0 | 0 | 1 | 1 | 1 | 0 | 1 | 0 | 0 | 1
PCEA | transfer_purchase | NA | 2024 | 9 | 0 | CONFIDENTIAL | CONFIDENTIAL | planned_existing |  | CONFIDENTIAL | CONFIDENTIAL | transfer_purchase | 1 | unknown | unknown_2024_9 | 0% | 1 | CONFIDENTIAL | CONFIDENTIAL | ok | special | 0 | 0 | transfer_purchase_NA_CONFIDENTIAL | 0 | 0 | 1 | 1 | 1 | 0 | 1 | 0 | 0 | 1
PCEA | transfer_purchase | NA | 2024 | 10 | 0 | CONFIDENTIAL | CONFIDENTIAL | planned_existing |  | CONFIDENTIAL | CONFIDENTIAL | transfer_purchase | 1 | unknown | unknown_2024_10 | 0% | 1 | CONFIDENTIAL | CONFIDENTIAL | ok | special | 0 | 0 | transfer_purchase_NA_CONFIDENTIAL | 0 | 0 | 1 | 1 | 1 | 0 | 1 | 0 | 0 | 1
PCEA | transfer_purchase | NA | 2024 | 11 | 0 | CONFIDENTIAL | CONFIDENTIAL | planned_existing |  | CONFIDENTIAL | CONFIDENTIAL | transfer_purchase | 1 | unknown | unknown_2024_11 | 0% | 1 | CONFIDENTIAL | CONFIDENTIAL | ok | special | 0 | 0 | transfer_purchase_NA_CONFIDENTIAL | 0 | 0 | 1 | 1 | 1 | 0 | 1 | 0 | 0 | 1
PCEA | transfer_purchase | NA | 2024 | 12 | 0 | CONFIDENTIAL | CONFIDENTIAL | planned_existing |  | CONFIDENTIAL | CONFIDENTIAL | transfer_purchase | 1 | unknown | unknown_2024_12 | 0% | 1 | CONFIDENTIAL | CONFIDENTIAL | ok | special | 0 | 0 | transfer_purchase_NA_CONFIDENTIAL | 0 | 0 | 1 | 1 | 1 | 0 | 1 | 0 | 0 | 1
PCEA | transfer_purchase | NA | 2025 | 1 | 0 | CONFIDENTIAL | CONFIDENTIAL | planned_existing |  | CONFIDENTIAL | CONFIDENTIAL | transfer_purchase | 1 | unknown | unknown_2025_1 | 0% | 1 | CONFIDENTIAL | CONFIDENTIAL | ok | special | 0 | 0 | transfer_purchase_NA_CONFIDENTIAL | 0 | 0 | 1 | 1 | 1 | 0 | 1 | 0 | 0 | 1
PCEA | transfer_purchase | NA | 2025 | 2 | 0 | CONFIDENTIAL | CONFIDENTIAL | planned_existing |  | CONFIDENTIAL | CONFIDENTIAL | transfer_purchase | 1 | unknown | unknown_2025_2 | 0% | 1 | CONFIDENTIAL | CONFIDENTIAL | ok | special | 0 | 0 | transfer_purchase_NA_CONFIDENTIAL | 0 | 0 | 1 | 1 | 1 | 0 | 1 | 0 | 0 | 1
PCEA | transfer_purchase | NA | 2025 | 3 | 0 | CONFIDENTIAL | CONFIDENTIAL | planned_existing |  | CONFIDENTIAL | CONFIDENTIAL | transfer_purchase | 1 | unknown | unknown_2025_3 | 0% | 1 | CONFIDENTIAL | CONFIDENTIAL | ok | special | 0 | 0 | transfer_purchase_NA_CONFIDENTIAL | 0 | 0 | 1 | 1 | 1 | 0 | 1 | 0 | 0 | 1
PCEA | transfer_purchase | NA | 2025 | 4 | 0 | CONFIDENTIAL | CONFIDENTIAL | planned_existing |  | CONFIDENTIAL | CONFIDENTIAL | transfer_purchase | 1 | unknown | unknown_2025_4 | 0% | 1 | CONFIDENTIAL | CONFIDENTIAL | ok | special | 0 | 0 | transfer_purchase_NA_CONFIDENTIAL | 0 | 0 | 1 | 1 | 1 | 0 | 1 | 0 | 0 | 1
PCEA | transfer_purchase | NA | 2025 | 5 | 0 | CONFIDENTIAL | CONFIDENTIAL | planned_existing |  | CONFIDENTIAL | CONFIDENTIAL | transfer_purchase | 1 | unknown | unknown_2025_5 | 0% | 1 | CONFIDENTIAL | CONFIDENTIAL | ok | special | 0 | 0 | transfer_purchase_NA_CONFIDENTIAL | 0 | 0 | 1 | 1 | 1 | 0 | 1 | 0 | 0 | 1
PCEA | transfer_purchase | NA | 2025 | 6 | 0 | CONFIDENTIAL | CONFIDENTIAL | planned_existing |  | CONFIDENTIAL | CONFIDENTIAL | transfer_purchase | 1 | unknown | unknown_2025_6 | 0% | 1 | CONFIDENTIAL | CONFIDENTIAL | ok | special | 0 | 0 | transfer_purchase_NA_CONFIDENTIAL | 0 | 0 | 1 | 1 | 1 | 0 | 1 | 0 | 0 | 1
PCEA | transfer_purchase | NA | 2025 | 7 | 0 | CONFIDENTIAL | CONFIDENTIAL | planned_existing |  | CONFIDENTIAL | CONFIDENTIAL | transfer_purchase | 1 | unknown | unknown_2025_7 | 0% | 1 | CONFIDENTIAL | CONFIDENTIAL | ok | special | 0 | 0 | transfer_purchase_NA_CONFIDENTIAL | 0 | 0 | 1 | 1 | 1 | 0 | 1 | 0 | 0 | 1
PCEA | transfer_purchase | NA | 2025 | 8 | 0 | CONFIDENTIAL | CONFIDENTIAL | planned_existing |  | CONFIDENTIAL | CONFIDENTIAL | transfer_purchase | 1 | unknown | unknown_2025_8 | 0% | 1 | CONFIDENTIAL | CONFIDENTIAL | ok | special | 0 | 0 | transfer_purchase_NA_CONFIDENTIAL | 0 | 0 | 1 | 1 | 1 | 0 | 1 | 0 | 0 | 1
PCEA | transfer_purchase | NA | 2025 | 9 | 0 | CONFIDENTIAL | CONFIDENTIAL | planned_existing |  | CONFIDENTIAL | CONFIDENTIAL | transfer_purchase | 1 | unknown | unknown_2025_9 | 0% | 1 | CONFIDENTIAL | CONFIDENTIAL | ok | special | 0 | 0 | transfer_purchase_NA_CONFIDENTIAL | 0 | 0 | 1 | 1 | 1 | 0 | 1 | 0 | 0 | 1
PCEA | transfer_purchase | NA | 2025 | 10 | 0 | CONFIDENTIAL | CONFIDENTIAL | planned_existing |  | CONFIDENTIAL | CONFIDENTIAL | transfer_purchase | 1 | unknown | unknown_2025_10 | 0% | 1 | CONFIDENTIAL | CONFIDENTIAL | ok | special | 0 | 0 | transfer_purchase_NA_CONFIDENTIAL | 0 | 0 | 1 | 1 | 1 | 0 | 1 | 0 | 0 | 1
PCEA | transfer_purchase | NA | 2025 | 11 | 0 | CONFIDENTIAL | CONFIDENTIAL | planned_existing |  | CONFIDENTIAL | CONFIDENTIAL | transfer_purchase | 1 | unknown | unknown_2025_11 | 0% | 1 | CONFIDENTIAL | CONFIDENTIAL | ok | special | 0 | 0 | transfer_purchase_NA_CONFIDENTIAL | 0 | 0 | 1 | 1 | 1 | 0 | 1 | 0 | 0 | 1
PCEA | transfer_purchase | NA | 2025 | 12 | 0 | CONFIDENTIAL | CONFIDENTIAL | planned_existing |  | CONFIDENTIAL | CONFIDENTIAL | transfer_purchase | 1 | unknown | unknown_2025_12 | 0% | 1 | CONFIDENTIAL | CONFIDENTIAL | ok | special | 0 | 0 | transfer_purchase_NA_CONFIDENTIAL | 0 | 0 | 1 | 1 | 1 | 0 | 1 | 0 | 0 | 1
PCEA | transfer_purchase | NA | 2022 | 1 | 27 | CONFIDENTIAL | CONFIDENTIAL | planned_existing |  | CONFIDENTIAL | CONFIDENTIAL | transfer_purchase | 1 | unknown | unknown_2022_1 | 0% | 1 | CONFIDENTIAL | CONFIDENTIAL | ok | special | 1 | 0 | transfer_purchase_NA_CONFIDENTIAL | 0 | 0 | 1 | 1 | 1 | 0 | 1 | 0 | 0 | 1
PCEA | transfer_purchase | NA | 2022 | 2 | 26.6 | CONFIDENTIAL | CONFIDENTIAL | planned_existing |  | CONFIDENTIAL | CONFIDENTIAL | transfer_purchase | 1 | unknown | unknown_2022_2 | 0% | 1 | CONFIDENTIAL | CONFIDENTIAL | ok | special | 1 | 0 | transfer_purchase_NA_CONFIDENTIAL | 0 | 0 | 1 | 1 | 1 | 0 | 1 | 0 | 0 | 1
PCEA | transfer_purchase | NA | 2022 | 3 | 30.3 | CONFIDENTIAL | CONFIDENTIAL | planned_existing |  | CONFIDENTIAL | CONFIDENTIAL | transfer_purchase | 1 | unknown | unknown_2022_3 | 0% | 1 | CONFIDENTIAL | CONFIDENTIAL | ok | special | 1 | 0 | transfer_purchase_NA_CONFIDENTIAL | 0 | 0 | 1 | 1 | 1 | 0 | 1 | 0 | 0 | 1
PCEA | transfer_purchase | NA | 2022 | 4 | 28.8 | CONFIDENTIAL | CONFIDENTIAL | planned_existing |  | CONFIDENTIAL | CONFIDENTIAL | transfer_purchase | 1 | unknown | unknown_2022_4 | 0% | 1 | CONFIDENTIAL | CONFIDENTIAL | ok | special | 1 | 0 | transfer_purchase_NA_CONFIDENTIAL | 0 | 0 | 1 | 1 | 1 | 0 | 1 | 0 | 0 | 1
PCEA | transfer_purchase | NA | 2022 | 5 | 31.4 | CONFIDENTIAL | CONFIDENTIAL | planned_existing |  | CONFIDENTIAL | CONFIDENTIAL | transfer_purchase | 1 | unknown | unknown_2022_5 | 0% | 1 | CONFIDENTIAL | CONFIDENTIAL | ok | special | 1 | 0 | transfer_purchase_NA_CONFIDENTIAL | 0 | 0 | 1 | 1 | 1 | 0 | 1 | 0 | 0 | 1
PCEA | transfer_purchase | NA | 2022 | 6 | 31.2 | CONFIDENTIAL | CONFIDENTIAL | planned_existing |  | CONFIDENTIAL | CONFIDENTIAL | transfer_purchase | 1 | unknown | unknown_2022_6 | 0% | 1 | CONFIDENTIAL | CONFIDENTIAL | ok | special | 1 | 0 | transfer_purchase_NA_CONFIDENTIAL | 0 | 0 | 1 | 1 | 1 | 0 | 1 | 0 | 0 | 1
PCEA | transfer_purchase | NA | 2022 | 7 | 31.4 | CONFIDENTIAL | CONFIDENTIAL | planned_existing |  | CONFIDENTIAL | CONFIDENTIAL | transfer_purchase | 1 | unknown | unknown_2022_7 | 0% | 1 | CONFIDENTIAL | CONFIDENTIAL | ok | special | 1 | 0 | transfer_purchase_NA_CONFIDENTIAL | 0 | 0 | 1 | 1 | 1 | 0 | 1 | 0 | 0 | 1
PCEA | transfer_purchase | NA | 2022 | 8 | 30.3 | CONFIDENTIAL | CONFIDENTIAL | planned_existing |  | CONFIDENTIAL | CONFIDENTIAL | transfer_purchase | 1 | unknown | unknown_2022_8 | 0% | 1 | CONFIDENTIAL | CONFIDENTIAL | ok | special | 1 | 0 | transfer_purchase_NA_CONFIDENTIAL | 0 | 0 | 1 | 1 | 1 | 0 | 1 | 0 | 0 | 1
PCEA | transfer_purchase | NA | 2022 | 9 | 28.8 | CONFIDENTIAL | CONFIDENTIAL | planned_existing |  | CONFIDENTIAL | CONFIDENTIAL | transfer_purchase | 1 | unknown | unknown_2022_9 | 0% | 1 | CONFIDENTIAL | CONFIDENTIAL | ok | special | 1 | 0 | transfer_purchase_NA_CONFIDENTIAL | 0 | 0 | 1 | 1 | 1 | 0 | 1 | 0 | 0 | 1
PCEA | transfer_purchase | NA | 2022 | 10 | 28.1 | CONFIDENTIAL | CONFIDENTIAL | planned_existing |  | CONFIDENTIAL | CONFIDENTIAL | transfer_purchase | 1 | unknown | unknown_2022_10 | 0% | 1 | CONFIDENTIAL | CONFIDENTIAL | ok | special | 1 | 0 | transfer_purchase_NA_CONFIDENTIAL | 0 | 0 | 1 | 1 | 1 | 0 | 1 | 0 | 0 | 1
PCEA | transfer_purchase | NA | 2022 | 11 | 26.4 | CONFIDENTIAL | CONFIDENTIAL | planned_existing |  | CONFIDENTIAL | CONFIDENTIAL | transfer_purchase | 1 | unknown | unknown_2022_11 | 0% | 1 | CONFIDENTIAL | CONFIDENTIAL | ok | special | 1 | 0 | transfer_purchase_NA_CONFIDENTIAL | 0 | 0 | 1 | 1 | 1 | 0 | 1 | 0 | 0 | 1
PCEA | transfer_purchase | NA | 2022 | 12 | 27 | CONFIDENTIAL | CONFIDENTIAL | planned_existing |  | CONFIDENTIAL | CONFIDENTIAL | transfer_purchase | 1 | unknown | unknown_2022_12 | 0% | 1 | CONFIDENTIAL | CONFIDENTIAL | ok | special | 1 | 0 | transfer_purchase_NA_CONFIDENTIAL | 0 | 0 | 1 | 1 | 1 | 0 | 1 | 0 | 0 | 1
PCEA | transfer_purchase | NA | 2024 | 1 | 0 | CONFIDENTIAL | CONFIDENTIAL | planned_existing |  | CONFIDENTIAL | CONFIDENTIAL | transfer_purchase | 1 | unknown | unknown_2024_1 | 0% | 1 | CONFIDENTIAL | CONFIDENTIAL | ok | special | 0 | 0 | transfer_purchase_NA_CONFIDENTIAL | 0 | 0 | 1 | 1 | 1 | 0 | 1 | 0 | 0 | 1
PCEA | transfer_purchase | NA | 2024 | 2 | 0 | CONFIDENTIAL | CONFIDENTIAL | planned_existing |  | CONFIDENTIAL | CONFIDENTIAL | transfer_purchase | 1 | unknown | unknown_2024_2 | 0% | 1 | CONFIDENTIAL | CONFIDENTIAL | ok | special | 0 | 0 | transfer_purchase_NA_CONFIDENTIAL | 0 | 0 | 1 | 1 | 1 | 0 | 1 | 0 | 0 | 1
PCEA | transfer_purchase | NA | 2024 | 3 | 0 | CONFIDENTIAL | CONFIDENTIAL | planned_existing |  | CONFIDENTIAL | CONFIDENTIAL | transfer_purchase | 1 | unknown | unknown_2024_3 | 0% | 1 | CONFIDENTIAL | CONFIDENTIAL | ok | special | 0 | 0 | transfer_purchase_NA_CONFIDENTIAL | 0 | 0 | 1 | 1 | 1 | 0 | 1 | 0 | 0 | 1
PCEA | transfer_purchase | NA | 2024 | 4 | 0 | CONFIDENTIAL | CONFIDENTIAL | planned_existing |  | CONFIDENTIAL | CONFIDENTIAL | transfer_purchase | 1 | unknown | unknown_2024_4 | 0% | 1 | CONFIDENTIAL | CONFIDENTIAL | ok | special | 0 | 0 | transfer_purchase_NA_CONFIDENTIAL | 0 | 0 | 1 | 1 | 1 | 0 | 1 | 0 | 0 | 1
PCEA | transfer_purchase | NA | 2024 | 5 | 0 | CONFIDENTIAL | CONFIDENTIAL | planned_existing |  | CONFIDENTIAL | CONFIDENTIAL | transfer_purchase | 1 | unknown | unknown_2024_5 | 0% | 1 | CONFIDENTIAL | CONFIDENTIAL | ok | special | 0 | 0 | transfer_purchase_NA_CONFIDENTIAL | 0 | 0 | 1 | 1 | 1 | 0 | 1 | 0 | 0 | 1
PCEA | transfer_purchase | NA | 2024 | 6 | 0 | CONFIDENTIAL | CONFIDENTIAL | planned_existing |  | CONFIDENTIAL | CONFIDENTIAL | transfer_purchase | 1 | unknown | unknown_2024_6 | 0% | 1 | CONFIDENTIAL | CONFIDENTIAL | ok | special | 0 | 0 | transfer_purchase_NA_CONFIDENTIAL | 0 | 0 | 1 | 1 | 1 | 0 | 1 | 0 | 0 | 1
PCEA | transfer_purchase | NA | 2024 | 7 | 0 | CONFIDENTIAL | CONFIDENTIAL | planned_existing |  | CONFIDENTIAL | CONFIDENTIAL | transfer_purchase | 1 | unknown | unknown_2024_7 | 0% | 1 | CONFIDENTIAL | CONFIDENTIAL | ok | special | 0 | 0 | transfer_purchase_NA_CONFIDENTIAL | 0 | 0 | 1 | 1 | 1 | 0 | 1 | 0 | 0 | 1
PCEA | transfer_purchase | NA | 2024 | 8 | 0 | CONFIDENTIAL | CONFIDENTIAL | planned_existing |  | CONFIDENTIAL | CONFIDENTIAL | transfer_purchase | 1 | unknown | unknown_2024_8 | 0% | 1 | CONFIDENTIAL | CONFIDENTIAL | ok | special | 0 | 0 | transfer_purchase_NA_CONFIDENTIAL | 0 | 0 | 1 | 1 | 1 | 0 | 1 | 0 | 0 | 1
PCEA | transfer_purchase | NA | 2024 | 9 | 0 | CONFIDENTIAL | CONFIDENTIAL | planned_existing |  | CONFIDENTIAL | CONFIDENTIAL | transfer_purchase | 1 | unknown | unknown_2024_9 | 0% | 1 | CONFIDENTIAL | CONFIDENTIAL | ok | special | 0 | 0 | transfer_purchase_NA_CONFIDENTIAL | 0 | 0 | 1 | 1 | 1 | 0 | 1 | 0 | 0 | 1
PCEA | transfer_purchase | NA | 2024 | 10 | 0 | CONFIDENTIAL | CONFIDENTIAL | planned_existing |  | CONFIDENTIAL | CONFIDENTIAL | transfer_purchase | 1 | unknown | unknown_2024_10 | 0% | 1 | CONFIDENTIAL | CONFIDENTIAL | ok | special | 0 | 0 | transfer_purchase_NA_CONFIDENTIAL | 0 | 0 | 1 | 1 | 1 | 0 | 1 | 0 | 0 | 1
PCEA | transfer_purchase | NA | 2024 | 11 | 0 | CONFIDENTIAL | CONFIDENTIAL | planned_existing |  | CONFIDENTIAL | CONFIDENTIAL | transfer_purchase | 1 | unknown | unknown_2024_11 | 0% | 1 | CONFIDENTIAL | CONFIDENTIAL | ok | special | 0 | 0 | transfer_purchase_NA_CONFIDENTIAL | 0 | 0 | 1 | 1 | 1 | 0 | 1 | 0 | 0 | 1
PCEA | transfer_purchase | NA | 2024 | 12 | 0 | CONFIDENTIAL | CONFIDENTIAL | planned_existing |  | CONFIDENTIAL | CONFIDENTIAL | transfer_purchase | 1 | unknown | unknown_2024_12 | 0% | 1 | CONFIDENTIAL | CONFIDENTIAL | ok | special | 0 | 0 | transfer_purchase_NA_CONFIDENTIAL | 0 | 0 | 1 | 1 | 1 | 0 | 1 | 0 | 0 | 1
PCEA | transfer_purchase | PCE90001 | 2020 | 1 | 29.3533 | CONFIDENTIAL | CONFIDENTIAL | online |  | CONFIDENTIAL | CONFIDENTIAL | transfer_purchase | 1 | unknown | unknown_2020_1 | 0% | 1 | CONFIDENTIAL | CONFIDENTIAL | ok | special | 1 | 0 | transfer_purchase_PCE90001_CONFIDENTIAL | 1 | 13 | 1 | 1 | 1 | 0 | 1 | 0 | 0 | 1
PCEA | transfer_purchase | PCE90001 | 2020 | 2 | 29.3533 | CONFIDENTIAL | CONFIDENTIAL | online |  | CONFIDENTIAL | CONFIDENTIAL | transfer_purchase | 1 | unknown | unknown_2020_2 | 0% | 1 | CONFIDENTIAL | CONFIDENTIAL | ok | special | 1 | 0 | transfer_purchase_PCE90001_CONFIDENTIAL | 0 | 0 | 1 | 1 | 1 | 0 | 1 | 0 | 0 | 1
PCEA | transfer_purchase | PCE90001 | 2020 | 3 | 29.3533 | CONFIDENTIAL | CONFIDENTIAL | online |  | CONFIDENTIAL | CONFIDENTIAL | transfer_purchase | 1 | unknown | unknown_2020_3 | 0% | 1 | CONFIDENTIAL | CONFIDENTIAL | ok | special | 1 | 0 | transfer_purchase_PCE90001_CONFIDENTIAL | 0 | 0 | 1 | 1 | 1 | 0 | 1 | 0 | 0 | 1
PCEA | transfer_purchase | PCE90001 | 2020 | 4 | 29.3533 | CONFIDENTIAL | CONFIDENTIAL | online |  | CONFIDENTIAL | CONFIDENTIAL | transfer_purchase | 1 | unknown | unknown_2020_4 | 0% | 1 | CONFIDENTIAL | CONFIDENTIAL | ok | special | 1 | 0 | transfer_purchase_PCE90001_CONFIDENTIAL | 0 | 0 | 1 | 1 | 1 | 0 | 1 | 0 | 0 | 1
PCEA | transfer_purchase | PCE90001 | 2020 | 5 | 29.3533 | CONFIDENTIAL | CONFIDENTIAL | online |  | CONFIDENTIAL | CONFIDENTIAL | transfer_purchase | 1 | unknown | unknown_2020_5 | 0% | 1 | CONFIDENTIAL | CONFIDENTIAL | ok | special | 1 | 0 | transfer_purchase_PCE90001_CONFIDENTIAL | 0 | 0 | 1 | 1 | 1 | 0 | 1 | 0 | 0 | 1
PCEA | transfer_purchase | PCE90001 | 2020 | 6 | 29.3533 | CONFIDENTIAL | CONFIDENTIAL | online |  | CONFIDENTIAL | CONFIDENTIAL | transfer_purchase | 1 | unknown | unknown_2020_6 | 0% | 1 | CONFIDENTIAL | CONFIDENTIAL | ok | special | 1 | 0 | transfer_purchase_PCE90001_CONFIDENTIAL | 0 | 0 | 1 | 1 | 1 | 0 | 1 | 0 | 0 | 1
PCEA | transfer_purchase | PCE90001 | 2020 | 7 | 29.3533 | CONFIDENTIAL | CONFIDENTIAL | online |  | CONFIDENTIAL | CONFIDENTIAL | transfer_purchase | 1 | unknown | unknown_2020_7 | 0% | 1 | CONFIDENTIAL | CONFIDENTIAL | ok | special | 1 | 0 | transfer_purchase_PCE90001_CONFIDENTIAL | 0 | 0 | 1 | 1 | 1 | 0 | 1 | 0 | 0 | 1
PCEA | transfer_purchase | PCE90001 | 2020 | 8 | 29.3533 | CONFIDENTIAL | CONFIDENTIAL | online |  | CONFIDENTIAL | CONFIDENTIAL | transfer_purchase | 1 | unknown | unknown_2020_8 | 0% | 1 | CONFIDENTIAL | CONFIDENTIAL | ok | special | 1 | 0 | transfer_purchase_PCE90001_CONFIDENTIAL | 0 | 0 | 1 | 1 | 1 | 0 | 1 | 0 | 0 | 1
PCEA | transfer_purchase | PCE90001 | 2020 | 9 | 29.3533 | CONFIDENTIAL | CONFIDENTIAL | online |  | CONFIDENTIAL | CONFIDENTIAL | transfer_purchase | 1 | unknown | unknown_2020_9 | 0% | 1 | CONFIDENTIAL | CONFIDENTIAL | ok | special | 1 | 0 | transfer_purchase_PCE90001_CONFIDENTIAL | 0 | 0 | 1 | 1 | 1 | 0 | 1 | 0 | 0 | 1
PCEA | transfer_purchase | PCE90001 | 2020 | 10 | 29.3533 | CONFIDENTIAL | CONFIDENTIAL | online |  | CONFIDENTIAL | CONFIDENTIAL | transfer_purchase | 1 | unknown | unknown_2020_10 | 0% | 1 | CONFIDENTIAL | CONFIDENTIAL | ok | special | 1 | 0 | transfer_purchase_PCE90001_CONFIDENTIAL | 0 | 0 | 1 | 1 | 1 | 0 | 1 | 0 | 0 | 1
PCEA | transfer_purchase | PCE90001 | 2020 | 11 | 29.3533 | CONFIDENTIAL | CONFIDENTIAL | online |  | CONFIDENTIAL | CONFIDENTIAL | transfer_purchase | 1 | unknown | unknown_2020_11 | 0% | 1 | CONFIDENTIAL | CONFIDENTIAL | ok | special | 1 | 0 | transfer_purchase_PCE90001_CONFIDENTIAL | 0 | 0 | 1 | 1 | 1 | 0 | 1 | 0 | 0 | 1
PCEA | transfer_purchase | PCE90001 | 2020 | 12 | 29.3533 | CONFIDENTIAL | CONFIDENTIAL | online |  | CONFIDENTIAL | CONFIDENTIAL | transfer_purchase | 1 | unknown | unknown_2020_12 | 0% | 1 | CONFIDENTIAL | CONFIDENTIAL | ok | special | 1 | 0 | transfer_purchase_PCE90001_CONFIDENTIAL | 0 | 0 | 1 | 1 | 1 | 0 | 1 | 0 | 0 | 1
PCEA | unspecified_import | PCE90001 | 2020 | 1 | 9.7844 | CONFIDENTIAL | CONFIDENTIAL | online |  | CONFIDENTIAL | CONFIDENTIAL | unspecified_import | 1 | unknown | unknown_2020_1 | 0% | 1 | CONFIDENTIAL | CONFIDENTIAL | ok | special | 1 | 0 | unspecified_import_PCE90001_CONFIDENTIAL | 1 | 14 | 1 | 1 | 1 | 0 | 1 | 0 | 0 | 1
PCEA | unspecified_import | PCE90001 | 2020 | 2 | 9.7844 | CONFIDENTIAL | CONFIDENTIAL | online |  | CONFIDENTIAL | CONFIDENTIAL | unspecified_import | 1 | unknown | unknown_2020_2 | 0% | 1 | CONFIDENTIAL | CONFIDENTIAL | ok | special | 1 | 0 | unspecified_import_PCE90001_CONFIDENTIAL | 0 | 0 | 1 | 1 | 1 | 0 | 1 | 0 | 0 | 1
PCEA | unspecified_import | PCE90001 | 2020 | 3 | 9.7844 | CONFIDENTIAL | CONFIDENTIAL | online |  | CONFIDENTIAL | CONFIDENTIAL | unspecified_import | 1 | unknown | unknown_2020_3 | 0% | 1 | CONFIDENTIAL | CONFIDENTIAL | ok | special | 1 | 0 | unspecified_import_PCE90001_CONFIDENTIAL | 0 | 0 | 1 | 1 | 1 | 0 | 1 | 0 | 0 | 1
PCEA | unspecified_import | PCE90001 | 2020 | 4 | 9.7844 | CONFIDENTIAL | CONFIDENTIAL | online |  | CONFIDENTIAL | CONFIDENTIAL | unspecified_import | 1 | unknown | unknown_2020_4 | 0% | 1 | CONFIDENTIAL | CONFIDENTIAL | ok | special | 1 | 0 | unspecified_import_PCE90001_CONFIDENTIAL | 0 | 0 | 1 | 1 | 1 | 0 | 1 | 0 | 0 | 1
PCEA | unspecified_import | PCE90001 | 2020 | 5 | 9.7844 | CONFIDENTIAL | CONFIDENTIAL | online |  | CONFIDENTIAL | CONFIDENTIAL | unspecified_import | 1 | unknown | unknown_2020_5 | 0% | 1 | CONFIDENTIAL | CONFIDENTIAL | ok | special | 1 | 0 | unspecified_import_PCE90001_CONFIDENTIAL | 0 | 0 | 1 | 1 | 1 | 0 | 1 | 0 | 0 | 1
PCEA | unspecified_import | PCE90001 | 2020 | 6 | 9.7844 | CONFIDENTIAL | CONFIDENTIAL | online |  | CONFIDENTIAL | CONFIDENTIAL | unspecified_import | 1 | unknown | unknown_2020_6 | 0% | 1 | CONFIDENTIAL | CONFIDENTIAL | ok | special | 1 | 0 | unspecified_import_PCE90001_CONFIDENTIAL | 0 | 0 | 1 | 1 | 1 | 0 | 1 | 0 | 0 | 1
PCEA | unspecified_import | PCE90001 | 2020 | 7 | 9.7844 | CONFIDENTIAL | CONFIDENTIAL | online |  | CONFIDENTIAL | CONFIDENTIAL | unspecified_import | 1 | unknown | unknown_2020_7 | 0% | 1 | CONFIDENTIAL | CONFIDENTIAL | ok | special | 1 | 0 | unspecified_import_PCE90001_CONFIDENTIAL | 0 | 0 | 1 | 1 | 1 | 0 | 1 | 0 | 0 | 1
PCEA | unspecified_import | PCE90001 | 2020 | 8 | 9.7844 | CONFIDENTIAL | CONFIDENTIAL | online |  | CONFIDENTIAL | CONFIDENTIAL | unspecified_import | 1 | unknown | unknown_2020_8 | 0% | 1 | CONFIDENTIAL | CONFIDENTIAL | ok | special | 1 | 0 | unspecified_import_PCE90001_CONFIDENTIAL | 0 | 0 | 1 | 1 | 1 | 0 | 1 | 0 | 0 | 1
PCEA | unspecified_import | PCE90001 | 2020 | 9 | 9.7844 | CONFIDENTIAL | CONFIDENTIAL | online |  | CONFIDENTIAL | CONFIDENTIAL | unspecified_import | 1 | unknown | unknown_2020_9 | 0% | 1 | CONFIDENTIAL | CONFIDENTIAL | ok | special | 1 | 0 | unspecified_import_PCE90001_CONFIDENTIAL | 0 | 0 | 1 | 1 | 1 | 0 | 1 | 0 | 0 | 1
PCEA | unspecified_import | PCE90001 | 2020 | 10 | 9.7844 | CONFIDENTIAL | CONFIDENTIAL | online |  | CONFIDENTIAL | CONFIDENTIAL | unspecified_import | 1 | unknown | unknown_2020_10 | 0% | 1 | CONFIDENTIAL | CONFIDENTIAL | ok | special | 1 | 0 | unspecified_import_PCE90001_CONFIDENTIAL | 0 | 0 | 1 | 1 | 1 | 0 | 1 | 0 | 0 | 1
PCEA | unspecified_import | PCE90001 | 2020 | 11 | 9.7844 | CONFIDENTIAL | CONFIDENTIAL | online |  | CONFIDENTIAL | CONFIDENTIAL | unspecified_import | 1 | unknown | unknown_2020_11 | 0% | 1 | CONFIDENTIAL | CONFIDENTIAL | ok | special | 1 | 0 | unspecified_import_PCE90001_CONFIDENTIAL | 0 | 0 | 1 | 1 | 1 | 0 | 1 | 0 | 0 | 1
PCEA | unspecified_import | PCE90001 | 2020 | 12 | 9.7844 | CONFIDENTIAL | CONFIDENTIAL | online |  | CONFIDENTIAL | CONFIDENTIAL | unspecified_import | 1 | unknown | unknown_2020_12 | 0% | 1 | CONFIDENTIAL | CONFIDENTIAL | ok | special | 1 | 0 | unspecified_import_PCE90001_CONFIDENTIAL | 0 | 0 | 1 | 1 | 1 | 0 | 1 | 0 | 0 | 1
PCEA | transfer_purchase | NA | 2020 | 1 | 19.5689 | CONFIDENTIAL | CONFIDENTIAL | online |  | CONFIDENTIAL | CONFIDENTIAL | transfer_purchase | 1 | unknown | unknown_2020_1 | 0% | 1 | CONFIDENTIAL | CONFIDENTIAL | ok | special | 1 | 0 | transfer_purchase_NA_CONFIDENTIAL | 0 | 0 | 1 | 1 | 1 | 0 | 1 | 0 | 0 | 1
PCEA | transfer_purchase | NA | 2020 | 2 | 19.5689 | CONFIDENTIAL | CONFIDENTIAL | online |  | CONFIDENTIAL | CONFIDENTIAL | transfer_purchase | 1 | unknown | unknown_2020_2 | 0% | 1 | CONFIDENTIAL | CONFIDENTIAL | ok | special | 1 | 0 | transfer_purchase_NA_CONFIDENTIAL | 0 | 0 | 1 | 1 | 1 | 0 | 1 | 0 | 0 | 1
PCEA | transfer_purchase | NA | 2020 | 3 | 19.5689 | CONFIDENTIAL | CONFIDENTIAL | online |  | CONFIDENTIAL | CONFIDENTIAL | transfer_purchase | 1 | unknown | unknown_2020_3 | 0% | 1 | CONFIDENTIAL | CONFIDENTIAL | ok | special | 1 | 0 | transfer_purchase_NA_CONFIDENTIAL | 0 | 0 | 1 | 1 | 1 | 0 | 1 | 0 | 0 | 1
PCEA | transfer_purchase | NA | 2020 | 4 | 19.5689 | CONFIDENTIAL | CONFIDENTIAL | online |  | CONFIDENTIAL | CONFIDENTIAL | transfer_purchase | 1 | unknown | unknown_2020_4 | 0% | 1 | CONFIDENTIAL | CONFIDENTIAL | ok | special | 1 | 0 | transfer_purchase_NA_CONFIDENTIAL | 0 | 0 | 1 | 1 | 1 | 0 | 1 | 0 | 0 | 1
PCEA | transfer_purchase | NA | 2020 | 5 | 19.5689 | CONFIDENTIAL | CONFIDENTIAL | online |  | CONFIDENTIAL | CONFIDENTIAL | transfer_purchase | 1 | unknown | unknown_2020_5 | 0% | 1 | CONFIDENTIAL | CONFIDENTIAL | ok | special | 1 | 0 | transfer_purchase_NA_CONFIDENTIAL | 0 | 0 | 1 | 1 | 1 | 0 | 1 | 0 | 0 | 1
PCEA | transfer_purchase | NA | 2020 | 6 | 19.5689 | CONFIDENTIAL | CONFIDENTIAL | online |  | CONFIDENTIAL | CONFIDENTIAL | transfer_purchase | 1 | unknown | unknown_2020_6 | 0% | 1 | CONFIDENTIAL | CONFIDENTIAL | ok | special | 1 | 0 | transfer_purchase_NA_CONFIDENTIAL | 0 | 0 | 1 | 1 | 1 | 0 | 1 | 0 | 0 | 1
PCEA | transfer_purchase | NA | 2020 | 7 | 19.5689 | CONFIDENTIAL | CONFIDENTIAL | online |  | CONFIDENTIAL | CONFIDENTIAL | transfer_purchase | 1 | unknown | unknown_2020_7 | 0% | 1 | CONFIDENTIAL | CONFIDENTIAL | ok | special | 1 | 0 | transfer_purchase_NA_CONFIDENTIAL | 0 | 0 | 1 | 1 | 1 | 0 | 1 | 0 | 0 | 1
PCEA | transfer_purchase | NA | 2020 | 8 | 19.5689 | CONFIDENTIAL | CONFIDENTIAL | online |  | CONFIDENTIAL | CONFIDENTIAL | transfer_purchase | 1 | unknown | unknown_2020_8 | 0% | 1 | CONFIDENTIAL | CONFIDENTIAL | ok | special | 1 | 0 | transfer_purchase_NA_CONFIDENTIAL | 0 | 0 | 1 | 1 | 1 | 0 | 1 | 0 | 0 | 1
PCEA | transfer_purchase | NA | 2020 | 9 | 19.5689 | CONFIDENTIAL | CONFIDENTIAL | online |  | CONFIDENTIAL | CONFIDENTIAL | transfer_purchase | 1 | unknown | unknown_2020_9 | 0% | 1 | CONFIDENTIAL | CONFIDENTIAL | ok | special | 1 | 0 | transfer_purchase_NA_CONFIDENTIAL | 0 | 0 | 1 | 1 | 1 | 0 | 1 | 0 | 0 | 1
PCEA | transfer_purchase | NA | 2020 | 10 | 19.5689 | CONFIDENTIAL | CONFIDENTIAL | online |  | CONFIDENTIAL | CONFIDENTIAL | transfer_purchase | 1 | unknown | unknown_2020_10 | 0% | 1 | CONFIDENTIAL | CONFIDENTIAL | ok | special | 1 | 0 | transfer_purchase_NA_CONFIDENTIAL | 0 | 0 | 1 | 1 | 1 | 0 | 1 | 0 | 0 | 1
PCEA | transfer_purchase | NA | 2020 | 11 | 19.5689 | CONFIDENTIAL | CONFIDENTIAL | online |  | CONFIDENTIAL | CONFIDENTIAL | transfer_purchase | 1 | unknown | unknown_2020_11 | 0% | 1 | CONFIDENTIAL | CONFIDENTIAL | ok | special | 1 | 0 | transfer_purchase_NA_CONFIDENTIAL | 0 | 0 | 1 | 1 | 1 | 0 | 1 | 0 | 0 | 1
PCEA | transfer_purchase | NA | 2020 | 12 | 19.5689 | CONFIDENTIAL | CONFIDENTIAL | online |  | CONFIDENTIAL | CONFIDENTIAL | transfer_purchase | 1 | unknown | unknown_2020_12 | 0% | 1 | CONFIDENTIAL | CONFIDENTIAL | ok | special | 1 | 0 | transfer_purchase_NA_CONFIDENTIAL | 0 | 0 | 1 | 1 | 1 | 0 | 1 | 0 | 0 | 1
PCEA | transfer_purchase | PCE90002 | 2020 | 1 | 0.0083333 | CONFIDENTIAL | CONFIDENTIAL | online |  | CONFIDENTIAL | CONFIDENTIAL | transfer_purchase | 1 | unknown | unknown_2020_1 | 0% | 1 | CONFIDENTIAL | CONFIDENTIAL | ok | special | 1 | 0 | transfer_purchase_PCE90002_CONFIDENTIAL | 1 | 15 | 1 | 1 | 1 | 0 | 1 | 0 | 0 | 1
PCEA | transfer_purchase | PCE90002 | 2020 | 2 | 0.0083333 | CONFIDENTIAL | CONFIDENTIAL | online |  | CONFIDENTIAL | CONFIDENTIAL | transfer_purchase | 1 | unknown | unknown_2020_2 | 0% | 1 | CONFIDENTIAL | CONFIDENTIAL | ok | special | 1 | 0 | transfer_purchase_PCE90002_CONFIDENTIAL | 0 | 0 | 1 | 1 | 1 | 0 | 1 | 0 | 0 | 1
PCEA | transfer_purchase | PCE90002 | 2020 | 3 | 0.0083333 | CONFIDENTIAL | CONFIDENTIAL | online |  | CONFIDENTIAL | CONFIDENTIAL | transfer_purchase | 1 | unknown | unknown_2020_3 | 0% | 1 | CONFIDENTIAL | CONFIDENTIAL | ok | special | 1 | 0 | transfer_purchase_PCE90002_CONFIDENTIAL | 0 | 0 | 1 | 1 | 1 | 0 | 1 | 0 | 0 | 1
PCEA | transfer_purchase | PCE90002 | 2020 | 4 | 0.0083333 | CONFIDENTIAL | CONFIDENTIAL | online |  | CONFIDENTIAL | CONFIDENTIAL | transfer_purchase | 1 | unknown | unknown_2020_4 | 0% | 1 | CONFIDENTIAL | CONFIDENTIAL | ok | special | 1 | 0 | transfer_purchase_PCE90002_CONFIDENTIAL | 0 | 0 | 1 | 1 | 1 | 0 | 1 | 0 | 0 | 1
PCEA | transfer_purchase | PCE90002 | 2020 | 5 | 0.0083333 | CONFIDENTIAL | CONFIDENTIAL | online |  | CONFIDENTIAL | CONFIDENTIAL | transfer_purchase | 1 | unknown | unknown_2020_5 | 0% | 1 | CONFIDENTIAL | CONFIDENTIAL | ok | special | 1 | 0 | transfer_purchase_PCE90002_CONFIDENTIAL | 0 | 0 | 1 | 1 | 1 | 0 | 1 | 0 | 0 | 1
PCEA | transfer_purchase | PCE90002 | 2020 | 6 | 0.0083333 | CONFIDENTIAL | CONFIDENTIAL | online |  | CONFIDENTIAL | CONFIDENTIAL | transfer_purchase | 1 | unknown | unknown_2020_6 | 0% | 1 | CONFIDENTIAL | CONFIDENTIAL | ok | special | 1 | 0 | transfer_purchase_PCE90002_CONFIDENTIAL | 0 | 0 | 1 | 1 | 1 | 0 | 1 | 0 | 0 | 1
PCEA | transfer_purchase | PCE90002 | 2020 | 7 | 0.0083333 | CONFIDENTIAL | CONFIDENTIAL | online |  | CONFIDENTIAL | CONFIDENTIAL | transfer_purchase | 1 | unknown | unknown_2020_7 | 0% | 1 | CONFIDENTIAL | CONFIDENTIAL | ok | special | 1 | 0 | transfer_purchase_PCE90002_CONFIDENTIAL | 0 | 0 | 1 | 1 | 1 | 0 | 1 | 0 | 0 | 1
PCEA | transfer_purchase | PCE90002 | 2020 | 8 | 0.0083333 | CONFIDENTIAL | CONFIDENTIAL | online |  | CONFIDENTIAL | CONFIDENTIAL | transfer_purchase | 1 | unknown | unknown_2020_8 | 0% | 1 | CONFIDENTIAL | CONFIDENTIAL | ok | special | 1 | 0 | transfer_purchase_PCE90002_CONFIDENTIAL | 0 | 0 | 1 | 1 | 1 | 0 | 1 | 0 | 0 | 1
PCEA | transfer_purchase | PCE90002 | 2020 | 9 | 0.0083333 | CONFIDENTIAL | CONFIDENTIAL | online |  | CONFIDENTIAL | CONFIDENTIAL | transfer_purchase | 1 | unknown | unknown_2020_9 | 0% | 1 | CONFIDENTIAL | CONFIDENTIAL | ok | special | 1 | 0 | transfer_purchase_PCE90002_CONFIDENTIAL | 0 | 0 | 1 | 1 | 1 | 0 | 1 | 0 | 0 | 1
PCEA | transfer_purchase | PCE90002 | 2020 | 10 | 0.0083333 | CONFIDENTIAL | CONFIDENTIAL | online |  | CONFIDENTIAL | CONFIDENTIAL | transfer_purchase | 1 | unknown | unknown_2020_10 | 0% | 1 | CONFIDENTIAL | CONFIDENTIAL | ok | special | 1 | 0 | transfer_purchase_PCE90002_CONFIDENTIAL | 0 | 0 | 1 | 1 | 1 | 0 | 1 | 0 | 0 | 1
PCEA | transfer_purchase | PCE90002 | 2020 | 11 | 0.0083333 | CONFIDENTIAL | CONFIDENTIAL | online |  | CONFIDENTIAL | CONFIDENTIAL | transfer_purchase | 1 | unknown | unknown_2020_11 | 0% | 1 | CONFIDENTIAL | CONFIDENTIAL | ok | special | 1 | 0 | transfer_purchase_PCE90002_CONFIDENTIAL | 0 | 0 | 1 | 1 | 1 | 0 | 1 | 0 | 0 | 1
PCEA | transfer_purchase | PCE90002 | 2020 | 12 | 0.0083333 | CONFIDENTIAL | CONFIDENTIAL | online |  | CONFIDENTIAL | CONFIDENTIAL | transfer_purchase | 1 | unknown | unknown_2020_12 | 0% | 1 | CONFIDENTIAL | CONFIDENTIAL | ok | special | 1 | 0 | transfer_purchase_PCE90002_CONFIDENTIAL | 0 | 0 | 1 | 1 | 1 | 0 | 1 | 0 | 0 | 1
PCEA | transfer_purchase | PCE90002 | 2021 | 1 | 0.0083333 | CONFIDENTIAL | CONFIDENTIAL | online |  | CONFIDENTIAL | CONFIDENTIAL | transfer_purchase | 1 | unknown | unknown_2021_1 | 0% | 1 | CONFIDENTIAL | CONFIDENTIAL | ok | special | 1 | 0 | transfer_purchase_PCE90002_CONFIDENTIAL | 0 | 0 | 1 | 1 | 1 | 0 | 1 | 0 | 0 | 1
PCEA | transfer_purchase | PCE90002 | 2021 | 2 | 0.0083333 | CONFIDENTIAL | CONFIDENTIAL | online |  | CONFIDENTIAL | CONFIDENTIAL | transfer_purchase | 1 | unknown | unknown_2021_2 | 0% | 1 | CONFIDENTIAL | CONFIDENTIAL | ok | special | 1 | 0 | transfer_purchase_PCE90002_CONFIDENTIAL | 0 | 0 | 1 | 1 | 1 | 0 | 1 | 0 | 0 | 1
PCEA | transfer_purchase | PCE90002 | 2021 | 3 | 0.0083333 | CONFIDENTIAL | CONFIDENTIAL | online |  | CONFIDENTIAL | CONFIDENTIAL | transfer_purchase | 1 | unknown | unknown_2021_3 | 0% | 1 | CONFIDENTIAL | CONFIDENTIAL | ok | special | 1 | 0 | transfer_purchase_PCE90002_CONFIDENTIAL | 0 | 0 | 1 | 1 | 1 | 0 | 1 | 0 | 0 | 1
PCEA | transfer_purchase | PCE90002 | 2021 | 4 | 0.0083333 | CONFIDENTIAL | CONFIDENTIAL | online |  | CONFIDENTIAL | CONFIDENTIAL | transfer_purchase | 1 | unknown | unknown_2021_4 | 0% | 1 | CONFIDENTIAL | CONFIDENTIAL | ok | special | 1 | 0 | transfer_purchase_PCE90002_CONFIDENTIAL | 0 | 0 | 1 | 1 | 1 | 0 | 1 | 0 | 0 | 1
PCEA | transfer_purchase | PCE90002 | 2021 | 5 | 0.0083333 | CONFIDENTIAL | CONFIDENTIAL | online |  | CONFIDENTIAL | CONFIDENTIAL | transfer_purchase | 1 | unknown | unknown_2021_5 | 0% | 1 | CONFIDENTIAL | CONFIDENTIAL | ok | special | 1 | 0 | transfer_purchase_PCE90002_CONFIDENTIAL | 0 | 0 | 1 | 1 | 1 | 0 | 1 | 0 | 0 | 1
PCEA | transfer_purchase | PCE90002 | 2021 | 6 | 0.0083333 | CONFIDENTIAL | CONFIDENTIAL | online |  | CONFIDENTIAL | CONFIDENTIAL | transfer_purchase | 1 | unknown | unknown_2021_6 | 0% | 1 | CONFIDENTIAL | CONFIDENTIAL | ok | special | 1 | 0 | transfer_purchase_PCE90002_CONFIDENTIAL | 0 | 0 | 1 | 1 | 1 | 0 | 1 | 0 | 0 | 1
PCEA | transfer_purchase | PCE90002 | 2021 | 7 | 0.0083333 | CONFIDENTIAL | CONFIDENTIAL | online |  | CONFIDENTIAL | CONFIDENTIAL | transfer_purchase | 1 | unknown | unknown_2021_7 | 0% | 1 | CONFIDENTIAL | CONFIDENTIAL | ok | special | 1 | 0 | transfer_purchase_PCE90002_CONFIDENTIAL | 0 | 0 | 1 | 1 | 1 | 0 | 1 | 0 | 0 | 1
PCEA | transfer_purchase | PCE90002 | 2021 | 8 | 0.0083333 | CONFIDENTIAL | CONFIDENTIAL | online |  | CONFIDENTIAL | CONFIDENTIAL | transfer_purchase | 1 | unknown | unknown_2021_8 | 0% | 1 | CONFIDENTIAL | CONFIDENTIAL | ok | special | 1 | 0 | transfer_purchase_PCE90002_CONFIDENTIAL | 0 | 0 | 1 | 1 | 1 | 0 | 1 | 0 | 0 | 1
PCEA | transfer_purchase | PCE90002 | 2021 | 9 | 0.0083333 | CONFIDENTIAL | CONFIDENTIAL | online |  | CONFIDENTIAL | CONFIDENTIAL | transfer_purchase | 1 | unknown | unknown_2021_9 | 0% | 1 | CONFIDENTIAL | CONFIDENTIAL | ok | special | 1 | 0 | transfer_purchase_PCE90002_CONFIDENTIAL | 0 | 0 | 1 | 1 | 1 | 0 | 1 | 0 | 0 | 1
PCEA | transfer_purchase | PCE90002 | 2021 | 10 | 0.0083333 | CONFIDENTIAL | CONFIDENTIAL | online |  | CONFIDENTIAL | CONFIDENTIAL | transfer_purchase | 1 | unknown | unknown_2021_10 | 0% | 1 | CONFIDENTIAL | CONFIDENTIAL | ok | special | 1 | 0 | transfer_purchase_PCE90002_CONFIDENTIAL | 0 | 0 | 1 | 1 | 1 | 0 | 1 | 0 | 0 | 1
PCEA | transfer_purchase | PCE90002 | 2021 | 11 | 0.0083333 | CONFIDENTIAL | CONFIDENTIAL | online |  | CONFIDENTIAL | CONFIDENTIAL | transfer_purchase | 1 | unknown | unknown_2021_11 | 0% | 1 | CONFIDENTIAL | CONFIDENTIAL | ok | special | 1 | 0 | transfer_purchase_PCE90002_CONFIDENTIAL | 0 | 0 | 1 | 1 | 1 | 0 | 1 | 0 | 0 | 1
PCEA | transfer_purchase | PCE90002 | 2021 | 12 | 0.0083333 | CONFIDENTIAL | CONFIDENTIAL | online |  | CONFIDENTIAL | CONFIDENTIAL | transfer_purchase | 1 | unknown | unknown_2021_12 | 0% | 1 | CONFIDENTIAL | CONFIDENTIAL | ok | special | 1 | 0 | transfer_purchase_PCE90002_CONFIDENTIAL | 0 | 0 | 1 | 1 | 1 | 0 | 1 | 0 | 0 | 1
PCEA | transfer_purchase | PCE90002 | 2022 | 1 | 0.0083333 | CONFIDENTIAL | CONFIDENTIAL | online |  | CONFIDENTIAL | CONFIDENTIAL | transfer_purchase | 1 | unknown | unknown_2022_1 | 0% | 1 | CONFIDENTIAL | CONFIDENTIAL | ok | special | 1 | 0 | transfer_purchase_PCE90002_CONFIDENTIAL | 0 | 0 | 1 | 1 | 1 | 0 | 1 | 0 | 0 | 1
PCEA | transfer_purchase | PCE90002 | 2022 | 2 | 0.0083333 | CONFIDENTIAL | CONFIDENTIAL | online |  | CONFIDENTIAL | CONFIDENTIAL | transfer_purchase | 1 | unknown | unknown_2022_2 | 0% | 1 | CONFIDENTIAL | CONFIDENTIAL | ok | special | 1 | 0 | transfer_purchase_PCE90002_CONFIDENTIAL | 0 | 0 | 1 | 1 | 1 | 0 | 1 | 0 | 0 | 1
PCEA | transfer_purchase | PCE90002 | 2022 | 3 | 0.0083333 | CONFIDENTIAL | CONFIDENTIAL | online |  | CONFIDENTIAL | CONFIDENTIAL | transfer_purchase | 1 | unknown | unknown_2022_3 | 0% | 1 | CONFIDENTIAL | CONFIDENTIAL | ok | special | 1 | 0 | transfer_purchase_PCE90002_CONFIDENTIAL | 0 | 0 | 1 | 1 | 1 | 0 | 1 | 0 | 0 | 1
PCEA | transfer_purchase | PCE90002 | 2022 | 4 | 0.0083333 | CONFIDENTIAL | CONFIDENTIAL | online |  | CONFIDENTIAL | CONFIDENTIAL | transfer_purchase | 1 | unknown | unknown_2022_4 | 0% | 1 | CONFIDENTIAL | CONFIDENTIAL | ok | special | 1 | 0 | transfer_purchase_PCE90002_CONFIDENTIAL | 0 | 0 | 1 | 1 | 1 | 0 | 1 | 0 | 0 | 1
PCEA | transfer_purchase | PCE90002 | 2022 | 5 | 0.0083333 | CONFIDENTIAL | CONFIDENTIAL | online |  | CONFIDENTIAL | CONFIDENTIAL | transfer_purchase | 1 | unknown | unknown_2022_5 | 0% | 1 | CONFIDENTIAL | CONFIDENTIAL | ok | special | 1 | 0 | transfer_purchase_PCE90002_CONFIDENTIAL | 0 | 0 | 1 | 1 | 1 | 0 | 1 | 0 | 0 | 1
PCEA | transfer_purchase | PCE90002 | 2022 | 6 | 0.0083333 | CONFIDENTIAL | CONFIDENTIAL | online |  | CONFIDENTIAL | CONFIDENTIAL | transfer_purchase | 1 | unknown | unknown_2022_6 | 0% | 1 | CONFIDENTIAL | CONFIDENTIAL | ok | special | 1 | 0 | transfer_purchase_PCE90002_CONFIDENTIAL | 0 | 0 | 1 | 1 | 1 | 0 | 1 | 0 | 0 | 1
PCEA | transfer_purchase | PCE90002 | 2022 | 7 | 0.0083333 | CONFIDENTIAL | CONFIDENTIAL | online |  | CONFIDENTIAL | CONFIDENTIAL | transfer_purchase | 1 | unknown | unknown_2022_7 | 0% | 1 | CONFIDENTIAL | CONFIDENTIAL | ok | special | 1 | 0 | transfer_purchase_PCE90002_CONFIDENTIAL | 0 | 0 | 1 | 1 | 1 | 0 | 1 | 0 | 0 | 1
PCEA | transfer_purchase | PCE90002 | 2022 | 8 | 0.0083333 | CONFIDENTIAL | CONFIDENTIAL | online |  | CONFIDENTIAL | CONFIDENTIAL | transfer_purchase | 1 | unknown | unknown_2022_8 | 0% | 1 | CONFIDENTIAL | CONFIDENTIAL | ok | special | 1 | 0 | transfer_purchase_PCE90002_CONFIDENTIAL | 0 | 0 | 1 | 1 | 1 | 0 | 1 | 0 | 0 | 1
PCEA | transfer_purchase | PCE90002 | 2022 | 9 | 0.0083333 | CONFIDENTIAL | CONFIDENTIAL | online |  | CONFIDENTIAL | CONFIDENTIAL | transfer_purchase | 1 | unknown | unknown_2022_9 | 0% | 1 | CONFIDENTIAL | CONFIDENTIAL | ok | special | 1 | 0 | transfer_purchase_PCE90002_CONFIDENTIAL | 0 | 0 | 1 | 1 | 1 | 0 | 1 | 0 | 0 | 1
PCEA | transfer_purchase | PCE90002 | 2022 | 10 | 0.0083333 | CONFIDENTIAL | CONFIDENTIAL | online |  | CONFIDENTIAL | CONFIDENTIAL | transfer_purchase | 1 | unknown | unknown_2022_10 | 0% | 1 | CONFIDENTIAL | CONFIDENTIAL | ok | special | 1 | 0 | transfer_purchase_PCE90002_CONFIDENTIAL | 0 | 0 | 1 | 1 | 1 | 0 | 1 | 0 | 0 | 1
PCEA | transfer_purchase | PCE90002 | 2022 | 11 | 0.0083333 | CONFIDENTIAL | CONFIDENTIAL | online |  | CONFIDENTIAL | CONFIDENTIAL | transfer_purchase | 1 | unknown | unknown_2022_11 | 0% | 1 | CONFIDENTIAL | CONFIDENTIAL | ok | special | 1 | 0 | transfer_purchase_PCE90002_CONFIDENTIAL | 0 | 0 | 1 | 1 | 1 | 0 | 1 | 0 | 0 | 1
PCEA | transfer_purchase | PCE90002 | 2022 | 12 | 0.0083333 | CONFIDENTIAL | CONFIDENTIAL | online |  | CONFIDENTIAL | CONFIDENTIAL | transfer_purchase | 1 | unknown | unknown_2022_12 | 0% | 1 | CONFIDENTIAL | CONFIDENTIAL | ok | special | 1 | 0 | transfer_purchase_PCE90002_CONFIDENTIAL | 0 | 0 | 1 | 1 | 1 | 0 | 1 | 0 | 0 | 1
PCEA | transfer_purchase | PCE90002 | 2023 | 1 | 0.0083333 | CONFIDENTIAL | CONFIDENTIAL | online |  | CONFIDENTIAL | CONFIDENTIAL | transfer_purchase | 1 | unknown | unknown_2023_1 | 0% | 1 | CONFIDENTIAL | CONFIDENTIAL | ok | special | 1 | 0 | transfer_purchase_PCE90002_CONFIDENTIAL | 0 | 0 | 1 | 1 | 1 | 0 | 1 | 0 | 0 | 1
PCEA | transfer_purchase | PCE90002 | 2023 | 2 | 0.0083333 | CONFIDENTIAL | CONFIDENTIAL | online |  | CONFIDENTIAL | CONFIDENTIAL | transfer_purchase | 1 | unknown | unknown_2023_2 | 0% | 1 | CONFIDENTIAL | CONFIDENTIAL | ok | special | 1 | 0 | transfer_purchase_PCE90002_CONFIDENTIAL | 0 | 0 | 1 | 1 | 1 | 0 | 1 | 0 | 0 | 1
PCEA | transfer_purchase | PCE90002 | 2023 | 3 | 0.0083333 | CONFIDENTIAL | CONFIDENTIAL | online |  | CONFIDENTIAL | CONFIDENTIAL | transfer_purchase | 1 | unknown | unknown_2023_3 | 0% | 1 | CONFIDENTIAL | CONFIDENTIAL | ok | special | 1 | 0 | transfer_purchase_PCE90002_CONFIDENTIAL | 0 | 0 | 1 | 1 | 1 | 0 | 1 | 0 | 0 | 1
PCEA | transfer_purchase | PCE90002 | 2023 | 4 | 0.0083333 | CONFIDENTIAL | CONFIDENTIAL | online |  | CONFIDENTIAL | CONFIDENTIAL | transfer_purchase | 1 | unknown | unknown_2023_4 | 0% | 1 | CONFIDENTIAL | CONFIDENTIAL | ok | special | 1 | 0 | transfer_purchase_PCE90002_CONFIDENTIAL | 0 | 0 | 1 | 1 | 1 | 0 | 1 | 0 | 0 | 1
PCEA | transfer_purchase | PCE90002 | 2023 | 5 | 0.0083333 | CONFIDENTIAL | CONFIDENTIAL | online |  | CONFIDENTIAL | CONFIDENTIAL | transfer_purchase | 1 | unknown | unknown_2023_5 | 0% | 1 | CONFIDENTIAL | CONFIDENTIAL | ok | special | 1 | 0 | transfer_purchase_PCE90002_CONFIDENTIAL | 0 | 0 | 1 | 1 | 1 | 0 | 1 | 0 | 0 | 1
PCEA | transfer_purchase | PCE90002 | 2023 | 6 | 0.0083333 | CONFIDENTIAL | CONFIDENTIAL | online |  | CONFIDENTIAL | CONFIDENTIAL | transfer_purchase | 1 | unknown | unknown_2023_6 | 0% | 1 | CONFIDENTIAL | CONFIDENTIAL | ok | special | 1 | 0 | transfer_purchase_PCE90002_CONFIDENTIAL | 0 | 0 | 1 | 1 | 1 | 0 | 1 | 0 | 0 | 1
PCEA | transfer_purchase | PCE90002 | 2023 | 7 | 0.0083333 | CONFIDENTIAL | CONFIDENTIAL | online |  | CONFIDENTIAL | CONFIDENTIAL | transfer_purchase | 1 | unknown | unknown_2023_7 | 0% | 1 | CONFIDENTIAL | CONFIDENTIAL | ok | special | 1 | 0 | transfer_purchase_PCE90002_CONFIDENTIAL | 0 | 0 | 1 | 1 | 1 | 0 | 1 | 0 | 0 | 1
PCEA | transfer_purchase | PCE90002 | 2023 | 8 | 0.0083333 | CONFIDENTIAL | CONFIDENTIAL | online |  | CONFIDENTIAL | CONFIDENTIAL | transfer_purchase | 1 | unknown | unknown_2023_8 | 0% | 1 | CONFIDENTIAL | CONFIDENTIAL | ok | special | 1 | 0 | transfer_purchase_PCE90002_CONFIDENTIAL | 0 | 0 | 1 | 1 | 1 | 0 | 1 | 0 | 0 | 1
PCEA | transfer_purchase | PCE90002 | 2023 | 9 | 0.0083333 | CONFIDENTIAL | CONFIDENTIAL | online |  | CONFIDENTIAL | CONFIDENTIAL | transfer_purchase | 1 | unknown | unknown_2023_9 | 0% | 1 | CONFIDENTIAL | CONFIDENTIAL | ok | special | 1 | 0 | transfer_purchase_PCE90002_CONFIDENTIAL | 0 | 0 | 1 | 1 | 1 | 0 | 1 | 0 | 0 | 1
PCEA | transfer_purchase | PCE90002 | 2023 | 10 | 0.0083333 | CONFIDENTIAL | CONFIDENTIAL | online |  | CONFIDENTIAL | CONFIDENTIAL | transfer_purchase | 1 | unknown | unknown_2023_10 | 0% | 1 | CONFIDENTIAL | CONFIDENTIAL | ok | special | 1 | 0 | transfer_purchase_PCE90002_CONFIDENTIAL | 0 | 0 | 1 | 1 | 1 | 0 | 1 | 0 | 0 | 1
PCEA | transfer_purchase | PCE90002 | 2023 | 11 | 0.0083333 | CONFIDENTIAL | CONFIDENTIAL | online |  | CONFIDENTIAL | CONFIDENTIAL | transfer_purchase | 1 | unknown | unknown_2023_11 | 0% | 1 | CONFIDENTIAL | CONFIDENTIAL | ok | special | 1 | 0 | transfer_purchase_PCE90002_CONFIDENTIAL | 0 | 0 | 1 | 1 | 1 | 0 | 1 | 0 | 0 | 1
PCEA | transfer_purchase | PCE90002 | 2023 | 12 | 0.0083333 | CONFIDENTIAL | CONFIDENTIAL | online |  | CONFIDENTIAL | CONFIDENTIAL | transfer_purchase | 1 | unknown | unknown_2023_12 | 0% | 1 | CONFIDENTIAL | CONFIDENTIAL | ok | special | 1 | 0 | transfer_purchase_PCE90002_CONFIDENTIAL | 0 | 0 | 1 | 1 | 1 | 0 | 1 | 0 | 0 | 1
PCEA | transfer_purchase | PCE90002 | 2024 | 1 | 0.0083333 | CONFIDENTIAL | CONFIDENTIAL | online |  | CONFIDENTIAL | CONFIDENTIAL | transfer_purchase | 1 | unknown | unknown_2024_1 | 0% | 1 | CONFIDENTIAL | CONFIDENTIAL | ok | special | 1 | 0 | transfer_purchase_PCE90002_CONFIDENTIAL | 0 | 0 | 1 | 1 | 1 | 0 | 1 | 0 | 0 | 1
PCEA | transfer_purchase | PCE90002 | 2024 | 2 | 0.0083333 | CONFIDENTIAL | CONFIDENTIAL | online |  | CONFIDENTIAL | CONFIDENTIAL | transfer_purchase | 1 | unknown | unknown_2024_2 | 0% | 1 | CONFIDENTIAL | CONFIDENTIAL | ok | special | 1 | 0 | transfer_purchase_PCE90002_CONFIDENTIAL | 0 | 0 | 1 | 1 | 1 | 0 | 1 | 0 | 0 | 1
PCEA | transfer_purchase | PCE90002 | 2024 | 3 | 0.0083333 | CONFIDENTIAL | CONFIDENTIAL | online |  | CONFIDENTIAL | CONFIDENTIAL | transfer_purchase | 1 | unknown | unknown_2024_3 | 0% | 1 | CONFIDENTIAL | CONFIDENTIAL | ok | special | 1 | 0 | transfer_purchase_PCE90002_CONFIDENTIAL | 0 | 0 | 1 | 1 | 1 | 0 | 1 | 0 | 0 | 1
PCEA | transfer_purchase | PCE90002 | 2024 | 4 | 0.0083333 | CONFIDENTIAL | CONFIDENTIAL | online |  | CONFIDENTIAL | CONFIDENTIAL | transfer_purchase | 1 | unknown | unknown_2024_4 | 0% | 1 | CONFIDENTIAL | CONFIDENTIAL | ok | special | 1 | 0 | transfer_purchase_PCE90002_CONFIDENTIAL | 0 | 0 | 1 | 1 | 1 | 0 | 1 | 0 | 0 | 1
PCEA | transfer_purchase | PCE90002 | 2024 | 5 | 0.0083333 | CONFIDENTIAL | CONFIDENTIAL | online |  | CONFIDENTIAL | CONFIDENTIAL | transfer_purchase | 1 | unknown | unknown_2024_5 | 0% | 1 | CONFIDENTIAL | CONFIDENTIAL | ok | special | 1 | 0 | transfer_purchase_PCE90002_CONFIDENTIAL | 0 | 0 | 1 | 1 | 1 | 0 | 1 | 0 | 0 | 1
PCEA | transfer_purchase | PCE90002 | 2024 | 6 | 0.0083333 | CONFIDENTIAL | CONFIDENTIAL | online |  | CONFIDENTIAL | CONFIDENTIAL | transfer_purchase | 1 | unknown | unknown_2024_6 | 0% | 1 | CONFIDENTIAL | CONFIDENTIAL | ok | special | 1 | 0 | transfer_purchase_PCE90002_CONFIDENTIAL | 0 | 0 | 1 | 1 | 1 | 0 | 1 | 0 | 0 | 1
PCEA | transfer_purchase | PCE90002 | 2024 | 7 | 0.0083333 | CONFIDENTIAL | CONFIDENTIAL | online |  | CONFIDENTIAL | CONFIDENTIAL | transfer_purchase | 1 | unknown | unknown_2024_7 | 0% | 1 | CONFIDENTIAL | CONFIDENTIAL | ok | special | 1 | 0 | transfer_purchase_PCE90002_CONFIDENTIAL | 0 | 0 | 1 | 1 | 1 | 0 | 1 | 0 | 0 | 1
PCEA | transfer_purchase | PCE90002 | 2024 | 8 | 0.0083333 | CONFIDENTIAL | CONFIDENTIAL | online |  | CONFIDENTIAL | CONFIDENTIAL | transfer_purchase | 1 | unknown | unknown_2024_8 | 0% | 1 | CONFIDENTIAL | CONFIDENTIAL | ok | special | 1 | 0 | transfer_purchase_PCE90002_CONFIDENTIAL | 0 | 0 | 1 | 1 | 1 | 0 | 1 | 0 | 0 | 1
PCEA | transfer_purchase | PCE90002 | 2024 | 9 | 0.0083333 | CONFIDENTIAL | CONFIDENTIAL | online |  | CONFIDENTIAL | CONFIDENTIAL | transfer_purchase | 1 | unknown | unknown_2024_9 | 0% | 1 | CONFIDENTIAL | CONFIDENTIAL | ok | special | 1 | 0 | transfer_purchase_PCE90002_CONFIDENTIAL | 0 | 0 | 1 | 1 | 1 | 0 | 1 | 0 | 0 | 1
PCEA | transfer_purchase | PCE90002 | 2024 | 10 | 0.0083333 | CONFIDENTIAL | CONFIDENTIAL | online |  | CONFIDENTIAL | CONFIDENTIAL | transfer_purchase | 1 | unknown | unknown_2024_10 | 0% | 1 | CONFIDENTIAL | CONFIDENTIAL | ok | special | 1 | 0 | transfer_purchase_PCE90002_CONFIDENTIAL | 0 | 0 | 1 | 1 | 1 | 0 | 1 | 0 | 0 | 1
PCEA | transfer_purchase | PCE90002 | 2024 | 11 | 0.0083333 | CONFIDENTIAL | CONFIDENTIAL | online |  | CONFIDENTIAL | CONFIDENTIAL | transfer_purchase | 1 | unknown | unknown_2024_11 | 0% | 1 | CONFIDENTIAL | CONFIDENTIAL | ok | special | 1 | 0 | transfer_purchase_PCE90002_CONFIDENTIAL | 0 | 0 | 1 | 1 | 1 | 0 | 1 | 0 | 0 | 1
PCEA | transfer_purchase | PCE90002 | 2024 | 12 | 0.0083333 | CONFIDENTIAL | CONFIDENTIAL | online |  | CONFIDENTIAL | CONFIDENTIAL | transfer_purchase | 1 | unknown | unknown_2024_12 | 0% | 1 | CONFIDENTIAL | CONFIDENTIAL | ok | special | 1 | 0 | transfer_purchase_PCE90002_CONFIDENTIAL | 0 | 0 | 1 | 1 | 1 | 0 | 1 | 0 | 0 | 1
PCEA | transfer_purchase | PCE90002 | 2025 | 1 | 0.0083333 | CONFIDENTIAL | CONFIDENTIAL | online |  | CONFIDENTIAL | CONFIDENTIAL | transfer_purchase | 1 | unknown | unknown_2025_1 | 0% | 1 | CONFIDENTIAL | CONFIDENTIAL | ok | special | 1 | 0 | transfer_purchase_PCE90002_CONFIDENTIAL | 0 | 0 | 1 | 1 | 1 | 0 | 1 | 0 | 0 | 1
PCEA | transfer_purchase | PCE90002 | 2025 | 2 | 0.0083333 | CONFIDENTIAL | CONFIDENTIAL | online |  | CONFIDENTIAL | CONFIDENTIAL | transfer_purchase | 1 | unknown | unknown_2025_2 | 0% | 1 | CONFIDENTIAL | CONFIDENTIAL | ok | special | 1 | 0 | transfer_purchase_PCE90002_CONFIDENTIAL | 0 | 0 | 1 | 1 | 1 | 0 | 1 | 0 | 0 | 1
PCEA | transfer_purchase | PCE90002 | 2025 | 3 | 0.0083333 | CONFIDENTIAL | CONFIDENTIAL | online |  | CONFIDENTIAL | CONFIDENTIAL | transfer_purchase | 1 | unknown | unknown_2025_3 | 0% | 1 | CONFIDENTIAL | CONFIDENTIAL | ok | special | 1 | 0 | transfer_purchase_PCE90002_CONFIDENTIAL | 0 | 0 | 1 | 1 | 1 | 0 | 1 | 0 | 0 | 1
PCEA | transfer_purchase | PCE90002 | 2025 | 4 | 0.0083333 | CONFIDENTIAL | CONFIDENTIAL | online |  | CONFIDENTIAL | CONFIDENTIAL | transfer_purchase | 1 | unknown | unknown_2025_4 | 0% | 1 | CONFIDENTIAL | CONFIDENTIAL | ok | special | 1 | 0 | transfer_purchase_PCE90002_CONFIDENTIAL | 0 | 0 | 1 | 1 | 1 | 0 | 1 | 0 | 0 | 1
PCEA | transfer_purchase | PCE90002 | 2025 | 5 | 0.0083333 | CONFIDENTIAL | CONFIDENTIAL | online |  | CONFIDENTIAL | CONFIDENTIAL | transfer_purchase | 1 | unknown | unknown_2025_5 | 0% | 1 | CONFIDENTIAL | CONFIDENTIAL | ok | special | 1 | 0 | transfer_purchase_PCE90002_CONFIDENTIAL | 0 | 0 | 1 | 1 | 1 | 0 | 1 | 0 | 0 | 1
PCEA | transfer_purchase | PCE90002 | 2025 | 6 | 0.0083333 | CONFIDENTIAL | CONFIDENTIAL | online |  | CONFIDENTIAL | CONFIDENTIAL | transfer_purchase | 1 | unknown | unknown_2025_6 | 0% | 1 | CONFIDENTIAL | CONFIDENTIAL | ok | special | 1 | 0 | transfer_purchase_PCE90002_CONFIDENTIAL | 0 | 0 | 1 | 1 | 1 | 0 | 1 | 0 | 0 | 1
PCEA | transfer_purchase | PCE90002 | 2025 | 7 | 0.0083333 | CONFIDENTIAL | CONFIDENTIAL | online |  | CONFIDENTIAL | CONFIDENTIAL | transfer_purchase | 1 | unknown | unknown_2025_7 | 0% | 1 | CONFIDENTIAL | CONFIDENTIAL | ok | special | 1 | 0 | transfer_purchase_PCE90002_CONFIDENTIAL | 0 | 0 | 1 | 1 | 1 | 0 | 1 | 0 | 0 | 1
PCEA | transfer_purchase | PCE90002 | 2025 | 8 | 0.0083333 | CONFIDENTIAL | CONFIDENTIAL | online |  | CONFIDENTIAL | CONFIDENTIAL | transfer_purchase | 1 | unknown | unknown_2025_8 | 0% | 1 | CONFIDENTIAL | CONFIDENTIAL | ok | special | 1 | 0 | transfer_purchase_PCE90002_CONFIDENTIAL | 0 | 0 | 1 | 1 | 1 | 0 | 1 | 0 | 0 | 1
PCEA | transfer_purchase | PCE90002 | 2025 | 9 | 0.0083333 | CONFIDENTIAL | CONFIDENTIAL | online |  | CONFIDENTIAL | CONFIDENTIAL | transfer_purchase | 1 | unknown | unknown_2025_9 | 0% | 1 | CONFIDENTIAL | CONFIDENTIAL | ok | special | 1 | 0 | transfer_purchase_PCE90002_CONFIDENTIAL | 0 | 0 | 1 | 1 | 1 | 0 | 1 | 0 | 0 | 1
PCEA | transfer_purchase | PCE90002 | 2025 | 10 | 0.0083333 | CONFIDENTIAL | CONFIDENTIAL | online |  | CONFIDENTIAL | CONFIDENTIAL | transfer_purchase | 1 | unknown | unknown_2025_10 | 0% | 1 | CONFIDENTIAL | CONFIDENTIAL | ok | special | 1 | 0 | transfer_purchase_PCE90002_CONFIDENTIAL | 0 | 0 | 1 | 1 | 1 | 0 | 1 | 0 | 0 | 1
PCEA | transfer_purchase | PCE90002 | 2025 | 11 | 0.0083333 | CONFIDENTIAL | CONFIDENTIAL | online |  | CONFIDENTIAL | CONFIDENTIAL | transfer_purchase | 1 | unknown | unknown_2025_11 | 0% | 1 | CONFIDENTIAL | CONFIDENTIAL | ok | special | 1 | 0 | transfer_purchase_PCE90002_CONFIDENTIAL | 0 | 0 | 1 | 1 | 1 | 0 | 1 | 0 | 0 | 1
PCEA | transfer_purchase | PCE90002 | 2025 | 12 | 0.0083333 | CONFIDENTIAL | CONFIDENTIAL | online |  | CONFIDENTIAL | CONFIDENTIAL | transfer_purchase | 1 | unknown | unknown_2025_12 | 0% | 1 | CONFIDENTIAL | CONFIDENTIAL | ok | special | 1 | 0 | transfer_purchase_PCE90002_CONFIDENTIAL | 0 | 0 | 1 | 1 | 1 | 0 | 1 | 0 | 0 | 1
PCEA | transfer_purchase | PCE90002 | 2026 | 1 | 0.0083333 | CONFIDENTIAL | CONFIDENTIAL | online |  | CONFIDENTIAL | CONFIDENTIAL | transfer_purchase | 1 | unknown | unknown_2026_1 | 0% | 1 | CONFIDENTIAL | CONFIDENTIAL | ok | special | 1 | 0 | transfer_purchase_PCE90002_CONFIDENTIAL | 0 | 0 | 1 | 1 | 1 | 0 | 1 | 0 | 0 | 1
PCEA | transfer_purchase | PCE90002 | 2026 | 2 | 0.0083333 | CONFIDENTIAL | CONFIDENTIAL | online |  | CONFIDENTIAL | CONFIDENTIAL | transfer_purchase | 1 | unknown | unknown_2026_2 | 0% | 1 | CONFIDENTIAL | CONFIDENTIAL | ok | special | 1 | 0 | transfer_purchase_PCE90002_CONFIDENTIAL | 0 | 0 | 1 | 1 | 1 | 0 | 1 | 0 | 0 | 1
PCEA | transfer_purchase | PCE90002 | 2026 | 3 | 0.0083333 | CONFIDENTIAL | CONFIDENTIAL | online |  | CONFIDENTIAL | CONFIDENTIAL | transfer_purchase | 1 | unknown | unknown_2026_3 | 0% | 1 | CONFIDENTIAL | CONFIDENTIAL | ok | special | 1 | 0 | transfer_purchase_PCE90002_CONFIDENTIAL | 0 | 0 | 1 | 1 | 1 | 0 | 1 | 0 | 0 | 1
PCEA | transfer_purchase | PCE90002 | 2026 | 4 | 0.0083333 | CONFIDENTIAL | CONFIDENTIAL | online |  | CONFIDENTIAL | CONFIDENTIAL | transfer_purchase | 1 | unknown | unknown_2026_4 | 0% | 1 | CONFIDENTIAL | CONFIDENTIAL | ok | special | 1 | 0 | transfer_purchase_PCE90002_CONFIDENTIAL | 0 | 0 | 1 | 1 | 1 | 0 | 1 | 0 | 0 | 1
PCEA | transfer_purchase | PCE90002 | 2026 | 5 | 0.0083333 | CONFIDENTIAL | CONFIDENTIAL | online |  | CONFIDENTIAL | CONFIDENTIAL | transfer_purchase | 1 | unknown | unknown_2026_5 | 0% | 1 | CONFIDENTIAL | CONFIDENTIAL | ok | special | 1 | 0 | transfer_purchase_PCE90002_CONFIDENTIAL | 0 | 0 | 1 | 1 | 1 | 0 | 1 | 0 | 0 | 1
PCEA | transfer_purchase | PCE90002 | 2026 | 6 | 0.0083333 | CONFIDENTIAL | CONFIDENTIAL | online |  | CONFIDENTIAL | CONFIDENTIAL | transfer_purchase | 1 | unknown | unknown_2026_6 | 0% | 1 | CONFIDENTIAL | CONFIDENTIAL | ok | special | 1 | 0 | transfer_purchase_PCE90002_CONFIDENTIAL | 0 | 0 | 1 | 1 | 1 | 0 | 1 | 0 | 0 | 1
PCEA | transfer_purchase | PCE90002 | 2026 | 7 | 0.0083333 | CONFIDENTIAL | CONFIDENTIAL | online |  | CONFIDENTIAL | CONFIDENTIAL | transfer_purchase | 1 | unknown | unknown_2026_7 | 0% | 1 | CONFIDENTIAL | CONFIDENTIAL | ok | special | 1 | 0 | transfer_purchase_PCE90002_CONFIDENTIAL | 0 | 0 | 1 | 1 | 1 | 0 | 1 | 0 | 0 | 1
PCEA | transfer_purchase | PCE90002 | 2026 | 8 | 0.0083333 | CONFIDENTIAL | CONFIDENTIAL | online |  | CONFIDENTIAL | CONFIDENTIAL | transfer_purchase | 1 | unknown | unknown_2026_8 | 0% | 1 | CONFIDENTIAL | CONFIDENTIAL | ok | special | 1 | 0 | transfer_purchase_PCE90002_CONFIDENTIAL | 0 | 0 | 1 | 1 | 1 | 0 | 1 | 0 | 0 | 1
PCEA | transfer_purchase | PCE90002 | 2026 | 9 | 0.0083333 | CONFIDENTIAL | CONFIDENTIAL | online |  | CONFIDENTIAL | CONFIDENTIAL | transfer_purchase | 1 | unknown | unknown_2026_9 | 0% | 1 | CONFIDENTIAL | CONFIDENTIAL | ok | special | 1 | 0 | transfer_purchase_PCE90002_CONFIDENTIAL | 0 | 0 | 1 | 1 | 1 | 0 | 1 | 0 | 0 | 1
PCEA | transfer_purchase | PCE90002 | 2026 | 10 | 0.0083333 | CONFIDENTIAL | CONFIDENTIAL | online |  | CONFIDENTIAL | CONFIDENTIAL | transfer_purchase | 1 | unknown | unknown_2026_10 | 0% | 1 | CONFIDENTIAL | CONFIDENTIAL | ok | special | 1 | 0 | transfer_purchase_PCE90002_CONFIDENTIAL | 0 | 0 | 1 | 1 | 1 | 0 | 1 | 0 | 0 | 1
PCEA | transfer_purchase | PCE90002 | 2026 | 11 | 0.0083333 | CONFIDENTIAL | CONFIDENTIAL | online |  | CONFIDENTIAL | CONFIDENTIAL | transfer_purchase | 1 | unknown | unknown_2026_11 | 0% | 1 | CONFIDENTIAL | CONFIDENTIAL | ok | special | 1 | 0 | transfer_purchase_PCE90002_CONFIDENTIAL | 0 | 0 | 1 | 1 | 1 | 0 | 1 | 0 | 0 | 1
PCEA | transfer_purchase | PCE90002 | 2026 | 12 | 0.0083333 | CONFIDENTIAL | CONFIDENTIAL | online |  | CONFIDENTIAL | CONFIDENTIAL | transfer_purchase | 1 | unknown | unknown_2026_12 | 0% | 1 | CONFIDENTIAL | CONFIDENTIAL | ok | special | 1 | 0 | transfer_purchase_PCE90002_CONFIDENTIAL | 0 | 0 | 1 | 1 | 1 | 0 | 1 | 0 | 0 | 1
PCEA | transfer_purchase | NA | 2020 | 1 | 0 | CONFIDENTIAL | CONFIDENTIAL | online |  | CONFIDENTIAL | CONFIDENTIAL | transfer_purchase | 1 | unknown | unknown_2020_1 | 0% | 1 | CONFIDENTIAL | CONFIDENTIAL | ok | special | 0 | 0 | transfer_purchase_NA_CONFIDENTIAL | 0 | 0 | 1 | 1 | 1 | 0 | 1 | 0 | 0 | 1
PCEA | transfer_purchase | NA | 2020 | 2 | 0 | CONFIDENTIAL | CONFIDENTIAL | online |  | CONFIDENTIAL | CONFIDENTIAL | transfer_purchase | 1 | unknown | unknown_2020_2 | 0% | 1 | CONFIDENTIAL | CONFIDENTIAL | ok | special | 0 | 0 | transfer_purchase_NA_CONFIDENTIAL | 0 | 0 | 1 | 1 | 1 | 0 | 1 | 0 | 0 | 1
PCEA | transfer_purchase | NA | 2020 | 3 | 0 | CONFIDENTIAL | CONFIDENTIAL | online |  | CONFIDENTIAL | CONFIDENTIAL | transfer_purchase | 1 | unknown | unknown_2020_3 | 0% | 1 | CONFIDENTIAL | CONFIDENTIAL | ok | special | 0 | 0 | transfer_purchase_NA_CONFIDENTIAL | 0 | 0 | 1 | 1 | 1 | 0 | 1 | 0 | 0 | 1
PCEA | transfer_purchase | NA | 2020 | 4 | 0 | CONFIDENTIAL | CONFIDENTIAL | online |  | CONFIDENTIAL | CONFIDENTIAL | transfer_purchase | 1 | unknown | unknown_2020_4 | 0% | 1 | CONFIDENTIAL | CONFIDENTIAL | ok | special | 0 | 0 | transfer_purchase_NA_CONFIDENTIAL | 0 | 0 | 1 | 1 | 1 | 0 | 1 | 0 | 0 | 1
PCEA | transfer_purchase | NA | 2020 | 5 | 0 | CONFIDENTIAL | CONFIDENTIAL | online |  | CONFIDENTIAL | CONFIDENTIAL | transfer_purchase | 1 | unknown | unknown_2020_5 | 0% | 1 | CONFIDENTIAL | CONFIDENTIAL | ok | special | 0 | 0 | transfer_purchase_NA_CONFIDENTIAL | 0 | 0 | 1 | 1 | 1 | 0 | 1 | 0 | 0 | 1
PCEA | transfer_purchase | NA | 2020 | 6 | 0 | CONFIDENTIAL | CONFIDENTIAL | online |  | CONFIDENTIAL | CONFIDENTIAL | transfer_purchase | 1 | unknown | unknown_2020_6 | 0% | 1 | CONFIDENTIAL | CONFIDENTIAL | ok | special | 0 | 0 | transfer_purchase_NA_CONFIDENTIAL | 0 | 0 | 1 | 1 | 1 | 0 | 1 | 0 | 0 | 1
PCEA | transfer_purchase | NA | 2020 | 7 | 0 | CONFIDENTIAL | CONFIDENTIAL | online |  | CONFIDENTIAL | CONFIDENTIAL | transfer_purchase | 1 | unknown | unknown_2020_7 | 0% | 1 | CONFIDENTIAL | CONFIDENTIAL | ok | special | 0 | 0 | transfer_purchase_NA_CONFIDENTIAL | 0 | 0 | 1 | 1 | 1 | 0 | 1 | 0 | 0 | 1
PCEA | transfer_purchase | NA | 2020 | 8 | 0 | CONFIDENTIAL | CONFIDENTIAL | online |  | CONFIDENTIAL | CONFIDENTIAL | transfer_purchase | 1 | unknown | unknown_2020_8 | 0% | 1 | CONFIDENTIAL | CONFIDENTIAL | ok | special | 0 | 0 | transfer_purchase_NA_CONFIDENTIAL | 0 | 0 | 1 | 1 | 1 | 0 | 1 | 0 | 0 | 1
PCEA | transfer_purchase | NA | 2020 | 9 | 0 | CONFIDENTIAL | CONFIDENTIAL | online |  | CONFIDENTIAL | CONFIDENTIAL | transfer_purchase | 1 | unknown | unknown_2020_9 | 0% | 1 | CONFIDENTIAL | CONFIDENTIAL | ok | special | 0 | 0 | transfer_purchase_NA_CONFIDENTIAL | 0 | 0 | 1 | 1 | 1 | 0 | 1 | 0 | 0 | 1
PCEA | transfer_purchase | NA | 2020 | 10 | 0 | CONFIDENTIAL | CONFIDENTIAL | online |  | CONFIDENTIAL | CONFIDENTIAL | transfer_purchase | 1 | unknown | unknown_2020_10 | 0% | 1 | CONFIDENTIAL | CONFIDENTIAL | ok | special | 0 | 0 | transfer_purchase_NA_CONFIDENTIAL | 0 | 0 | 1 | 1 | 1 | 0 | 1 | 0 | 0 | 1
PCEA | transfer_purchase | NA | 2020 | 11 | 0 | CONFIDENTIAL | CONFIDENTIAL | online |  | CONFIDENTIAL | CONFIDENTIAL | transfer_purchase | 1 | unknown | unknown_2020_11 | 0% | 1 | CONFIDENTIAL | CONFIDENTIAL | ok | special | 0 | 0 | transfer_purchase_NA_CONFIDENTIAL | 0 | 0 | 1 | 1 | 1 | 0 | 1 | 0 | 0 | 1
PCEA | transfer_purchase | NA | 2020 | 12 | 0 | CONFIDENTIAL | CONFIDENTIAL | online |  | CONFIDENTIAL | CONFIDENTIAL | transfer_purchase | 1 | unknown | unknown_2020_12 | 0% | 1 | CONFIDENTIAL | CONFIDENTIAL | ok | special | 0 | 0 | transfer_purchase_NA_CONFIDENTIAL | 0 | 0 | 1 | 1 | 1 | 0 | 1 | 0 | 0 | 1
PCEA | transfer_purchase | NA | 2021 | 1 | 18.6392 | CONFIDENTIAL | CONFIDENTIAL | online |  | CONFIDENTIAL | CONFIDENTIAL | transfer_purchase | 1 | unknown | unknown_2021_1 | 0% | 1 | CONFIDENTIAL | CONFIDENTIAL | ok | special | 1 | 0 | transfer_purchase_NA_CONFIDENTIAL | 0 | 0 | 1 | 1 | 1 | 0 | 1 | 0 | 0 | 1
PCEA | transfer_purchase | NA | 2021 | 2 | 18.6392 | CONFIDENTIAL | CONFIDENTIAL | online |  | CONFIDENTIAL | CONFIDENTIAL | transfer_purchase | 1 | unknown | unknown_2021_2 | 0% | 1 | CONFIDENTIAL | CONFIDENTIAL | ok | special | 1 | 0 | transfer_purchase_NA_CONFIDENTIAL | 0 | 0 | 1 | 1 | 1 | 0 | 1 | 0 | 0 | 1
PCEA | transfer_purchase | NA | 2021 | 3 | 18.6392 | CONFIDENTIAL | CONFIDENTIAL | online |  | CONFIDENTIAL | CONFIDENTIAL | transfer_purchase | 1 | unknown | unknown_2021_3 | 0% | 1 | CONFIDENTIAL | CONFIDENTIAL | ok | special | 1 | 0 | transfer_purchase_NA_CONFIDENTIAL | 0 | 0 | 1 | 1 | 1 | 0 | 1 | 0 | 0 | 1
PCEA | transfer_purchase | NA | 2021 | 4 | 18.6392 | CONFIDENTIAL | CONFIDENTIAL | online |  | CONFIDENTIAL | CONFIDENTIAL | transfer_purchase | 1 | unknown | unknown_2021_4 | 0% | 1 | CONFIDENTIAL | CONFIDENTIAL | ok | special | 1 | 0 | transfer_purchase_NA_CONFIDENTIAL | 0 | 0 | 1 | 1 | 1 | 0 | 1 | 0 | 0 | 1
PCEA | transfer_purchase | NA | 2021 | 5 | 18.6392 | CONFIDENTIAL | CONFIDENTIAL | online |  | CONFIDENTIAL | CONFIDENTIAL | transfer_purchase | 1 | unknown | unknown_2021_5 | 0% | 1 | CONFIDENTIAL | CONFIDENTIAL | ok | special | 1 | 0 | transfer_purchase_NA_CONFIDENTIAL | 0 | 0 | 1 | 1 | 1 | 0 | 1 | 0 | 0 | 1
PCEA | transfer_purchase | NA | 2021 | 6 | 18.6392 | CONFIDENTIAL | CONFIDENTIAL | online |  | CONFIDENTIAL | CONFIDENTIAL | transfer_purchase | 1 | unknown | unknown_2021_6 | 0% | 1 | CONFIDENTIAL | CONFIDENTIAL | ok | special | 1 | 0 | transfer_purchase_NA_CONFIDENTIAL | 0 | 0 | 1 | 1 | 1 | 0 | 1 | 0 | 0 | 1
PCEA | transfer_purchase | NA | 2021 | 7 | 18.6392 | CONFIDENTIAL | CONFIDENTIAL | online |  | CONFIDENTIAL | CONFIDENTIAL | transfer_purchase | 1 | unknown | unknown_2021_7 | 0% | 1 | CONFIDENTIAL | CONFIDENTIAL | ok | special | 1 | 0 | transfer_purchase_NA_CONFIDENTIAL | 0 | 0 | 1 | 1 | 1 | 0 | 1 | 0 | 0 | 1
PCEA | transfer_purchase | NA | 2021 | 8 | 18.6392 | CONFIDENTIAL | CONFIDENTIAL | online |  | CONFIDENTIAL | CONFIDENTIAL | transfer_purchase | 1 | unknown | unknown_2021_8 | 0% | 1 | CONFIDENTIAL | CONFIDENTIAL | ok | special | 1 | 0 | transfer_purchase_NA_CONFIDENTIAL | 0 | 0 | 1 | 1 | 1 | 0 | 1 | 0 | 0 | 1
PCEA | transfer_purchase | NA | 2021 | 9 | 18.6392 | CONFIDENTIAL | CONFIDENTIAL | online |  | CONFIDENTIAL | CONFIDENTIAL | transfer_purchase | 1 | unknown | unknown_2021_9 | 0% | 1 | CONFIDENTIAL | CONFIDENTIAL | ok | special | 1 | 0 | transfer_purchase_NA_CONFIDENTIAL | 0 | 0 | 1 | 1 | 1 | 0 | 1 | 0 | 0 | 1
PCEA | transfer_purchase | NA | 2021 | 10 | 18.6392 | CONFIDENTIAL | CONFIDENTIAL | online |  | CONFIDENTIAL | CONFIDENTIAL | transfer_purchase | 1 | unknown | unknown_2021_10 | 0% | 1 | CONFIDENTIAL | CONFIDENTIAL | ok | special | 1 | 0 | transfer_purchase_NA_CONFIDENTIAL | 0 | 0 | 1 | 1 | 1 | 0 | 1 | 0 | 0 | 1
PCEA | transfer_purchase | NA | 2021 | 11 | 18.6392 | CONFIDENTIAL | CONFIDENTIAL | online |  | CONFIDENTIAL | CONFIDENTIAL | transfer_purchase | 1 | unknown | unknown_2021_11 | 0% | 1 | CONFIDENTIAL | CONFIDENTIAL | ok | special | 1 | 0 | transfer_purchase_NA_CONFIDENTIAL | 0 | 0 | 1 | 1 | 1 | 0 | 1 | 0 | 0 | 1
PCEA | transfer_purchase | NA | 2021 | 12 | 18.6392 | CONFIDENTIAL | CONFIDENTIAL | online |  | CONFIDENTIAL | CONFIDENTIAL | transfer_purchase | 1 | unknown | unknown_2021_12 | 0% | 1 | CONFIDENTIAL | CONFIDENTIAL | ok | special | 1 | 0 | transfer_purchase_NA_CONFIDENTIAL | 0 | 0 | 1 | 1 | 1 | 0 | 1 | 0 | 0 | 1
PCEA | transfer_purchase | NA | 2022 | 1 | 18.6392 | CONFIDENTIAL | CONFIDENTIAL | online |  | CONFIDENTIAL | CONFIDENTIAL | transfer_purchase | 1 | unknown | unknown_2022_1 | 0% | 1 | CONFIDENTIAL | CONFIDENTIAL | ok | special | 1 | 0 | transfer_purchase_NA_CONFIDENTIAL | 0 | 0 | 1 | 1 | 1 | 0 | 1 | 0 | 0 | 1
PCEA | transfer_purchase | NA | 2022 | 2 | 18.6392 | CONFIDENTIAL | CONFIDENTIAL | online |  | CONFIDENTIAL | CONFIDENTIAL | transfer_purchase | 1 | unknown | unknown_2022_2 | 0% | 1 | CONFIDENTIAL | CONFIDENTIAL | ok | special | 1 | 0 | transfer_purchase_NA_CONFIDENTIAL | 0 | 0 | 1 | 1 | 1 | 0 | 1 | 0 | 0 | 1
PCEA | transfer_purchase | NA | 2022 | 3 | 18.6392 | CONFIDENTIAL | CONFIDENTIAL | online |  | CONFIDENTIAL | CONFIDENTIAL | transfer_purchase | 1 | unknown | unknown_2022_3 | 0% | 1 | CONFIDENTIAL | CONFIDENTIAL | ok | special | 1 | 0 | transfer_purchase_NA_CONFIDENTIAL | 0 | 0 | 1 | 1 | 1 | 0 | 1 | 0 | 0 | 1
PCEA | transfer_purchase | NA | 2022 | 4 | 18.6392 | CONFIDENTIAL | CONFIDENTIAL | online |  | CONFIDENTIAL | CONFIDENTIAL | transfer_purchase | 1 | unknown | unknown_2022_4 | 0% | 1 | CONFIDENTIAL | CONFIDENTIAL | ok | special | 1 | 0 | transfer_purchase_NA_CONFIDENTIAL | 0 | 0 | 1 | 1 | 1 | 0 | 1 | 0 | 0 | 1
PCEA | transfer_purchase | NA | 2022 | 5 | 18.6392 | CONFIDENTIAL | CONFIDENTIAL | online |  | CONFIDENTIAL | CONFIDENTIAL | transfer_purchase | 1 | unknown | unknown_2022_5 | 0% | 1 | CONFIDENTIAL | CONFIDENTIAL | ok | special | 1 | 0 | transfer_purchase_NA_CONFIDENTIAL | 0 | 0 | 1 | 1 | 1 | 0 | 1 | 0 | 0 | 1
PCEA | transfer_purchase | NA | 2022 | 6 | 18.6392 | CONFIDENTIAL | CONFIDENTIAL | online |  | CONFIDENTIAL | CONFIDENTIAL | transfer_purchase | 1 | unknown | unknown_2022_6 | 0% | 1 | CONFIDENTIAL | CONFIDENTIAL | ok | special | 1 | 0 | transfer_purchase_NA_CONFIDENTIAL | 0 | 0 | 1 | 1 | 1 | 0 | 1 | 0 | 0 | 1
PCEA | transfer_purchase | NA | 2022 | 7 | 18.6392 | CONFIDENTIAL | CONFIDENTIAL | online |  | CONFIDENTIAL | CONFIDENTIAL | transfer_purchase | 1 | unknown | unknown_2022_7 | 0% | 1 | CONFIDENTIAL | CONFIDENTIAL | ok | special | 1 | 0 | transfer_purchase_NA_CONFIDENTIAL | 0 | 0 | 1 | 1 | 1 | 0 | 1 | 0 | 0 | 1
PCEA | transfer_purchase | NA | 2022 | 8 | 18.6392 | CONFIDENTIAL | CONFIDENTIAL | online |  | CONFIDENTIAL | CONFIDENTIAL | transfer_purchase | 1 | unknown | unknown_2022_8 | 0% | 1 | CONFIDENTIAL | CONFIDENTIAL | ok | special | 1 | 0 | transfer_purchase_NA_CONFIDENTIAL | 0 | 0 | 1 | 1 | 1 | 0 | 1 | 0 | 0 | 1
PCEA | transfer_purchase | NA | 2022 | 9 | 18.6392 | CONFIDENTIAL | CONFIDENTIAL | online |  | CONFIDENTIAL | CONFIDENTIAL | transfer_purchase | 1 | unknown | unknown_2022_9 | 0% | 1 | CONFIDENTIAL | CONFIDENTIAL | ok | special | 1 | 0 | transfer_purchase_NA_CONFIDENTIAL | 0 | 0 | 1 | 1 | 1 | 0 | 1 | 0 | 0 | 1
PCEA | transfer_purchase | NA | 2022 | 10 | 18.6392 | CONFIDENTIAL | CONFIDENTIAL | online |  | CONFIDENTIAL | CONFIDENTIAL | transfer_purchase | 1 | unknown | unknown_2022_10 | 0% | 1 | CONFIDENTIAL | CONFIDENTIAL | ok | special | 1 | 0 | transfer_purchase_NA_CONFIDENTIAL | 0 | 0 | 1 | 1 | 1 | 0 | 1 | 0 | 0 | 1
PCEA | transfer_purchase | NA | 2022 | 11 | 18.6392 | CONFIDENTIAL | CONFIDENTIAL | online |  | CONFIDENTIAL | CONFIDENTIAL | transfer_purchase | 1 | unknown | unknown_2022_11 | 0% | 1 | CONFIDENTIAL | CONFIDENTIAL | ok | special | 1 | 0 | transfer_purchase_NA_CONFIDENTIAL | 0 | 0 | 1 | 1 | 1 | 0 | 1 | 0 | 0 | 1
PCEA | transfer_purchase | NA | 2022 | 12 | 18.6392 | CONFIDENTIAL | CONFIDENTIAL | online |  | CONFIDENTIAL | CONFIDENTIAL | transfer_purchase | 1 | unknown | unknown_2022_12 | 0% | 1 | CONFIDENTIAL | CONFIDENTIAL | ok | special | 1 | 0 | transfer_purchase_NA_CONFIDENTIAL | 0 | 0 | 1 | 1 | 1 | 0 | 1 | 0 | 0 | 1
PCEA | transfer_purchase | PCE90016 | 2020 | 1 | 19 | CONFIDENTIAL | CONFIDENTIAL | online |  | CONFIDENTIAL | CONFIDENTIAL | transfer_purchase | 1 | unknown | unknown_2020_1 | 0% | 1 | CONFIDENTIAL | CONFIDENTIAL | ok | special | 1 | 0 | transfer_purchase_PCE90016_CONFIDENTIAL | 1 | 16 | 1 | 1 | 1 | 0 | 1 | 0 | 0 | 1
PCEA | transfer_purchase | PCE90016 | 2020 | 2 | 19 | CONFIDENTIAL | CONFIDENTIAL | online |  | CONFIDENTIAL | CONFIDENTIAL | transfer_purchase | 1 | unknown | unknown_2020_2 | 0% | 1 | CONFIDENTIAL | CONFIDENTIAL | ok | special | 1 | 0 | transfer_purchase_PCE90016_CONFIDENTIAL | 0 | 0 | 1 | 1 | 1 | 0 | 1 | 0 | 0 | 1
PCEA | transfer_purchase | PCE90016 | 2020 | 3 | 19 | CONFIDENTIAL | CONFIDENTIAL | online |  | CONFIDENTIAL | CONFIDENTIAL | transfer_purchase | 1 | unknown | unknown_2020_3 | 0% | 1 | CONFIDENTIAL | CONFIDENTIAL | ok | special | 1 | 0 | transfer_purchase_PCE90016_CONFIDENTIAL | 0 | 0 | 1 | 1 | 1 | 0 | 1 | 0 | 0 | 1
PCEA | transfer_purchase | PCE90016 | 2020 | 4 | 19 | CONFIDENTIAL | CONFIDENTIAL | online |  | CONFIDENTIAL | CONFIDENTIAL | transfer_purchase | 1 | unknown | unknown_2020_4 | 0% | 1 | CONFIDENTIAL | CONFIDENTIAL | ok | special | 1 | 0 | transfer_purchase_PCE90016_CONFIDENTIAL | 0 | 0 | 1 | 1 | 1 | 0 | 1 | 0 | 0 | 1
PCEA | transfer_purchase | PCE90016 | 2020 | 5 | 19 | CONFIDENTIAL | CONFIDENTIAL | online |  | CONFIDENTIAL | CONFIDENTIAL | transfer_purchase | 1 | unknown | unknown_2020_5 | 0% | 1 | CONFIDENTIAL | CONFIDENTIAL | ok | special | 1 | 0 | transfer_purchase_PCE90016_CONFIDENTIAL | 0 | 0 | 1 | 1 | 1 | 0 | 1 | 0 | 0 | 1
PCEA | transfer_purchase | PCE90016 | 2020 | 6 | 19 | CONFIDENTIAL | CONFIDENTIAL | online |  | CONFIDENTIAL | CONFIDENTIAL | transfer_purchase | 1 | unknown | unknown_2020_6 | 0% | 1 | CONFIDENTIAL | CONFIDENTIAL | ok | special | 1 | 0 | transfer_purchase_PCE90016_CONFIDENTIAL | 0 | 0 | 1 | 1 | 1 | 0 | 1 | 0 | 0 | 1
PCEA | transfer_purchase | PCE90016 | 2020 | 7 | 19 | CONFIDENTIAL | CONFIDENTIAL | online |  | CONFIDENTIAL | CONFIDENTIAL | transfer_purchase | 1 | unknown | unknown_2020_7 | 0% | 1 | CONFIDENTIAL | CONFIDENTIAL | ok | special | 1 | 0 | transfer_purchase_PCE90016_CONFIDENTIAL | 0 | 0 | 1 | 1 | 1 | 0 | 1 | 0 | 0 | 1
PCEA | transfer_purchase | PCE90016 | 2020 | 8 | 19 | CONFIDENTIAL | CONFIDENTIAL | online |  | CONFIDENTIAL | CONFIDENTIAL | transfer_purchase | 1 | unknown | unknown_2020_8 | 0% | 1 | CONFIDENTIAL | CONFIDENTIAL | ok | special | 1 | 0 | transfer_purchase_PCE90016_CONFIDENTIAL | 0 | 0 | 1 | 1 | 1 | 0 | 1 | 0 | 0 | 1
PCEA | transfer_purchase | PCE90016 | 2020 | 9 | 19 | CONFIDENTIAL | CONFIDENTIAL | online |  | CONFIDENTIAL | CONFIDENTIAL | transfer_purchase | 1 | unknown | unknown_2020_9 | 0% | 1 | CONFIDENTIAL | CONFIDENTIAL | ok | special | 1 | 0 | transfer_purchase_PCE90016_CONFIDENTIAL | 0 | 0 | 1 | 1 | 1 | 0 | 1 | 0 | 0 | 1
PCEA | transfer_purchase | PCE90016 | 2020 | 10 | 19 | CONFIDENTIAL | CONFIDENTIAL | online |  | CONFIDENTIAL | CONFIDENTIAL | transfer_purchase | 1 | unknown | unknown_2020_10 | 0% | 1 | CONFIDENTIAL | CONFIDENTIAL | ok | special | 1 | 0 | transfer_purchase_PCE90016_CONFIDENTIAL | 0 | 0 | 1 | 1 | 1 | 0 | 1 | 0 | 0 | 1
PCEA | transfer_purchase | PCE90016 | 2020 | 11 | 19 | CONFIDENTIAL | CONFIDENTIAL | online |  | CONFIDENTIAL | CONFIDENTIAL | transfer_purchase | 1 | unknown | unknown_2020_11 | 0% | 1 | CONFIDENTIAL | CONFIDENTIAL | ok | special | 1 | 0 | transfer_purchase_PCE90016_CONFIDENTIAL | 0 | 0 | 1 | 1 | 1 | 0 | 1 | 0 | 0 | 1
PCEA | transfer_purchase | PCE90016 | 2020 | 12 | 19 | CONFIDENTIAL | CONFIDENTIAL | online |  | CONFIDENTIAL | CONFIDENTIAL | transfer_purchase | 1 | unknown | unknown_2020_12 | 0% | 1 | CONFIDENTIAL | CONFIDENTIAL | ok | special | 1 | 0 | transfer_purchase_PCE90016_CONFIDENTIAL | 0 | 0 | 1 | 1 | 1 | 0 | 1 | 0 | 0 | 1
PCEA | transfer_purchase | PCE90017 | 2020 | 1 | 16.6667 | CONFIDENTIAL | CONFIDENTIAL | online |  | CONFIDENTIAL | CONFIDENTIAL | transfer_purchase | 1 | unknown | unknown_2020_1 | 0% | 1 | CONFIDENTIAL | CONFIDENTIAL | ok | special | 1 | 0 | transfer_purchase_PCE90017_CONFIDENTIAL | 1 | 17 | 1 | 1 | 1 | 0 | 1 | 0 | 0 | 1
PCEA | transfer_purchase | PCE90017 | 2020 | 2 | 16.6667 | CONFIDENTIAL | CONFIDENTIAL | online |  | CONFIDENTIAL | CONFIDENTIAL | transfer_purchase | 1 | unknown | unknown_2020_2 | 0% | 1 | CONFIDENTIAL | CONFIDENTIAL | ok | special | 1 | 0 | transfer_purchase_PCE90017_CONFIDENTIAL | 0 | 0 | 1 | 1 | 1 | 0 | 1 | 0 | 0 | 1
PCEA | transfer_purchase | PCE90017 | 2020 | 3 | 16.6667 | CONFIDENTIAL | CONFIDENTIAL | online |  | CONFIDENTIAL | CONFIDENTIAL | transfer_purchase | 1 | unknown | unknown_2020_3 | 0% | 1 | CONFIDENTIAL | CONFIDENTIAL | ok | special | 1 | 0 | transfer_purchase_PCE90017_CONFIDENTIAL | 0 | 0 | 1 | 1 | 1 | 0 | 1 | 0 | 0 | 1
PCEA | transfer_purchase | PCE90017 | 2020 | 4 | 16.6667 | CONFIDENTIAL | CONFIDENTIAL | online |  | CONFIDENTIAL | CONFIDENTIAL | transfer_purchase | 1 | unknown | unknown_2020_4 | 0% | 1 | CONFIDENTIAL | CONFIDENTIAL | ok | special | 1 | 0 | transfer_purchase_PCE90017_CONFIDENTIAL | 0 | 0 | 1 | 1 | 1 | 0 | 1 | 0 | 0 | 1
PCEA | transfer_purchase | PCE90017 | 2020 | 5 | 16.6667 | CONFIDENTIAL | CONFIDENTIAL | online |  | CONFIDENTIAL | CONFIDENTIAL | transfer_purchase | 1 | unknown | unknown_2020_5 | 0% | 1 | CONFIDENTIAL | CONFIDENTIAL | ok | special | 1 | 0 | transfer_purchase_PCE90017_CONFIDENTIAL | 0 | 0 | 1 | 1 | 1 | 0 | 1 | 0 | 0 | 1
PCEA | transfer_purchase | PCE90017 | 2020 | 6 | 16.6667 | CONFIDENTIAL | CONFIDENTIAL | online |  | CONFIDENTIAL | CONFIDENTIAL | transfer_purchase | 1 | unknown | unknown_2020_6 | 0% | 1 | CONFIDENTIAL | CONFIDENTIAL | ok | special | 1 | 0 | transfer_purchase_PCE90017_CONFIDENTIAL | 0 | 0 | 1 | 1 | 1 | 0 | 1 | 0 | 0 | 1
PCEA | transfer_purchase | PCE90017 | 2020 | 7 | 16.6667 | CONFIDENTIAL | CONFIDENTIAL | online |  | CONFIDENTIAL | CONFIDENTIAL | transfer_purchase | 1 | unknown | unknown_2020_7 | 0% | 1 | CONFIDENTIAL | CONFIDENTIAL | ok | special | 1 | 0 | transfer_purchase_PCE90017_CONFIDENTIAL | 0 | 0 | 1 | 1 | 1 | 0 | 1 | 0 | 0 | 1
PCEA | transfer_purchase | PCE90017 | 2020 | 8 | 16.6667 | CONFIDENTIAL | CONFIDENTIAL | online |  | CONFIDENTIAL | CONFIDENTIAL | transfer_purchase | 1 | unknown | unknown_2020_8 | 0% | 1 | CONFIDENTIAL | CONFIDENTIAL | ok | special | 1 | 0 | transfer_purchase_PCE90017_CONFIDENTIAL | 0 | 0 | 1 | 1 | 1 | 0 | 1 | 0 | 0 | 1
PCEA | transfer_purchase | PCE90017 | 2020 | 9 | 16.6667 | CONFIDENTIAL | CONFIDENTIAL | online |  | CONFIDENTIAL | CONFIDENTIAL | transfer_purchase | 1 | unknown | unknown_2020_9 | 0% | 1 | CONFIDENTIAL | CONFIDENTIAL | ok | special | 1 | 0 | transfer_purchase_PCE90017_CONFIDENTIAL | 0 | 0 | 1 | 1 | 1 | 0 | 1 | 0 | 0 | 1
PCEA | transfer_purchase | PCE90017 | 2020 | 10 | 16.6667 | CONFIDENTIAL | CONFIDENTIAL | online |  | CONFIDENTIAL | CONFIDENTIAL | transfer_purchase | 1 | unknown | unknown_2020_10 | 0% | 1 | CONFIDENTIAL | CONFIDENTIAL | ok | special | 1 | 0 | transfer_purchase_PCE90017_CONFIDENTIAL | 0 | 0 | 1 | 1 | 1 | 0 | 1 | 0 | 0 | 1
PCEA | transfer_purchase | PCE90017 | 2020 | 11 | 16.6667 | CONFIDENTIAL | CONFIDENTIAL | online |  | CONFIDENTIAL | CONFIDENTIAL | transfer_purchase | 1 | unknown | unknown_2020_11 | 0% | 1 | CONFIDENTIAL | CONFIDENTIAL | ok | special | 1 | 0 | transfer_purchase_PCE90017_CONFIDENTIAL | 0 | 0 | 1 | 1 | 1 | 0 | 1 | 0 | 0 | 1
PCEA | transfer_purchase | PCE90017 | 2020 | 12 | 16.6667 | CONFIDENTIAL | CONFIDENTIAL | online |  | CONFIDENTIAL | CONFIDENTIAL | transfer_purchase | 1 | unknown | unknown_2020_12 | 0% | 1 | CONFIDENTIAL | CONFIDENTIAL | ok | special | 1 | 0 | transfer_purchase_PCE90017_CONFIDENTIAL | 0 | 0 | 1 | 1 | 1 | 0 | 1 | 0 | 0 | 1
PCEA | transfer_purchase | PCE20001 | 2020 | 1 | 23.2432 | CONFIDENTIAL | CONFIDENTIAL | online |  | CONFIDENTIAL | CONFIDENTIAL | transfer_purchase | 1 | unknown | unknown_2020_1 | 0% | 1 | CONFIDENTIAL | CONFIDENTIAL | ok | special | 1 | 0 | transfer_purchase_PCE20001_CONFIDENTIAL | 1 | 18 | 1 | 1 | 1 | 0 | 1 | 0 | 0 | 1
PCEA | transfer_purchase | PCE20001 | 2020 | 2 | 23.2432 | CONFIDENTIAL | CONFIDENTIAL | online |  | CONFIDENTIAL | CONFIDENTIAL | transfer_purchase | 1 | unknown | unknown_2020_2 | 0% | 1 | CONFIDENTIAL | CONFIDENTIAL | ok | special | 1 | 0 | transfer_purchase_PCE20001_CONFIDENTIAL | 0 | 0 | 1 | 1 | 1 | 0 | 1 | 0 | 0 | 1
PCEA | transfer_purchase | PCE20001 | 2020 | 3 | 23.2432 | CONFIDENTIAL | CONFIDENTIAL | online |  | CONFIDENTIAL | CONFIDENTIAL | transfer_purchase | 1 | unknown | unknown_2020_3 | 0% | 1 | CONFIDENTIAL | CONFIDENTIAL | ok | special | 1 | 0 | transfer_purchase_PCE20001_CONFIDENTIAL | 0 | 0 | 1 | 1 | 1 | 0 | 1 | 0 | 0 | 1
PCEA | transfer_purchase | PCE20001 | 2020 | 4 | 23.2432 | CONFIDENTIAL | CONFIDENTIAL | online |  | CONFIDENTIAL | CONFIDENTIAL | transfer_purchase | 1 | unknown | unknown_2020_4 | 0% | 1 | CONFIDENTIAL | CONFIDENTIAL | ok | special | 1 | 0 | transfer_purchase_PCE20001_CONFIDENTIAL | 0 | 0 | 1 | 1 | 1 | 0 | 1 | 0 | 0 | 1
PCEA | transfer_purchase | PCE20001 | 2020 | 5 | 23.2432 | CONFIDENTIAL | CONFIDENTIAL | online |  | CONFIDENTIAL | CONFIDENTIAL | transfer_purchase | 1 | unknown | unknown_2020_5 | 0% | 1 | CONFIDENTIAL | CONFIDENTIAL | ok | special | 1 | 0 | transfer_purchase_PCE20001_CONFIDENTIAL | 0 | 0 | 1 | 1 | 1 | 0 | 1 | 0 | 0 | 1
PCEA | transfer_purchase | PCE20001 | 2020 | 6 | 23.2432 | CONFIDENTIAL | CONFIDENTIAL | online |  | CONFIDENTIAL | CONFIDENTIAL | transfer_purchase | 1 | unknown | unknown_2020_6 | 0% | 1 | CONFIDENTIAL | CONFIDENTIAL | ok | special | 1 | 0 | transfer_purchase_PCE20001_CONFIDENTIAL | 0 | 0 | 1 | 1 | 1 | 0 | 1 | 0 | 0 | 1
PCEA | transfer_purchase | PCE20001 | 2020 | 7 | 23.2432 | CONFIDENTIAL | CONFIDENTIAL | online |  | CONFIDENTIAL | CONFIDENTIAL | transfer_purchase | 1 | unknown | unknown_2020_7 | 0% | 1 | CONFIDENTIAL | CONFIDENTIAL | ok | special | 1 | 0 | transfer_purchase_PCE20001_CONFIDENTIAL | 0 | 0 | 1 | 1 | 1 | 0 | 1 | 0 | 0 | 1
PCEA | transfer_purchase | PCE20001 | 2020 | 8 | 23.2432 | CONFIDENTIAL | CONFIDENTIAL | online |  | CONFIDENTIAL | CONFIDENTIAL | transfer_purchase | 1 | unknown | unknown_2020_8 | 0% | 1 | CONFIDENTIAL | CONFIDENTIAL | ok | special | 1 | 0 | transfer_purchase_PCE20001_CONFIDENTIAL | 0 | 0 | 1 | 1 | 1 | 0 | 1 | 0 | 0 | 1
PCEA | transfer_purchase | PCE20001 | 2020 | 9 | 23.2432 | CONFIDENTIAL | CONFIDENTIAL | online |  | CONFIDENTIAL | CONFIDENTIAL | transfer_purchase | 1 | unknown | unknown_2020_9 | 0% | 1 | CONFIDENTIAL | CONFIDENTIAL | ok | special | 1 | 0 | transfer_purchase_PCE20001_CONFIDENTIAL | 0 | 0 | 1 | 1 | 1 | 0 | 1 | 0 | 0 | 1
PCEA | transfer_purchase | PCE20001 | 2020 | 10 | 23.2432 | CONFIDENTIAL | CONFIDENTIAL | online |  | CONFIDENTIAL | CONFIDENTIAL | transfer_purchase | 1 | unknown | unknown_2020_10 | 0% | 1 | CONFIDENTIAL | CONFIDENTIAL | ok | special | 1 | 0 | transfer_purchase_PCE20001_CONFIDENTIAL | 0 | 0 | 1 | 1 | 1 | 0 | 1 | 0 | 0 | 1
PCEA | transfer_purchase | PCE20001 | 2020 | 11 | 23.2432 | CONFIDENTIAL | CONFIDENTIAL | online |  | CONFIDENTIAL | CONFIDENTIAL | transfer_purchase | 1 | unknown | unknown_2020_11 | 0% | 1 | CONFIDENTIAL | CONFIDENTIAL | ok | special | 1 | 0 | transfer_purchase_PCE20001_CONFIDENTIAL | 0 | 0 | 1 | 1 | 1 | 0 | 1 | 0 | 0 | 1
PCEA | transfer_purchase | PCE20001 | 2020 | 12 | 23.2432 | CONFIDENTIAL | CONFIDENTIAL | online |  | CONFIDENTIAL | CONFIDENTIAL | transfer_purchase | 1 | unknown | unknown_2020_12 | 0% | 1 | CONFIDENTIAL | CONFIDENTIAL | ok | special | 1 | 0 | transfer_purchase_PCE20001_CONFIDENTIAL | 0 | 0 | 1 | 1 | 1 | 0 | 1 | 0 | 0 | 1
PCEA | transfer_purchase | PCE20001 | 2021 | 1 | 23.2432 | CONFIDENTIAL | CONFIDENTIAL | online |  | CONFIDENTIAL | CONFIDENTIAL | transfer_purchase | 1 | unknown | unknown_2021_1 | 0% | 1 | CONFIDENTIAL | CONFIDENTIAL | ok | special | 1 | 0 | transfer_purchase_PCE20001_CONFIDENTIAL | 0 | 0 | 1 | 1 | 1 | 0 | 1 | 0 | 0 | 1
PCEA | transfer_purchase | PCE20001 | 2021 | 2 | 23.2432 | CONFIDENTIAL | CONFIDENTIAL | online |  | CONFIDENTIAL | CONFIDENTIAL | transfer_purchase | 1 | unknown | unknown_2021_2 | 0% | 1 | CONFIDENTIAL | CONFIDENTIAL | ok | special | 1 | 0 | transfer_purchase_PCE20001_CONFIDENTIAL | 0 | 0 | 1 | 1 | 1 | 0 | 1 | 0 | 0 | 1
PCEA | transfer_purchase | PCE20001 | 2021 | 3 | 23.2432 | CONFIDENTIAL | CONFIDENTIAL | online |  | CONFIDENTIAL | CONFIDENTIAL | transfer_purchase | 1 | unknown | unknown_2021_3 | 0% | 1 | CONFIDENTIAL | CONFIDENTIAL | ok | special | 1 | 0 | transfer_purchase_PCE20001_CONFIDENTIAL | 0 | 0 | 1 | 1 | 1 | 0 | 1 | 0 | 0 | 1
PCEA | transfer_purchase | PCE20001 | 2021 | 4 | 23.2432 | CONFIDENTIAL | CONFIDENTIAL | online |  | CONFIDENTIAL | CONFIDENTIAL | transfer_purchase | 1 | unknown | unknown_2021_4 | 0% | 1 | CONFIDENTIAL | CONFIDENTIAL | ok | special | 1 | 0 | transfer_purchase_PCE20001_CONFIDENTIAL | 0 | 0 | 1 | 1 | 1 | 0 | 1 | 0 | 0 | 1
PCEA | transfer_purchase | PCE20001 | 2021 | 5 | 23.2432 | CONFIDENTIAL | CONFIDENTIAL | online |  | CONFIDENTIAL | CONFIDENTIAL | transfer_purchase | 1 | unknown | unknown_2021_5 | 0% | 1 | CONFIDENTIAL | CONFIDENTIAL | ok | special | 1 | 0 | transfer_purchase_PCE20001_CONFIDENTIAL | 0 | 0 | 1 | 1 | 1 | 0 | 1 | 0 | 0 | 1
PCEA | transfer_purchase | PCE20001 | 2021 | 6 | 23.2432 | CONFIDENTIAL | CONFIDENTIAL | online |  | CONFIDENTIAL | CONFIDENTIAL | transfer_purchase | 1 | unknown | unknown_2021_6 | 0% | 1 | CONFIDENTIAL | CONFIDENTIAL | ok | special | 1 | 0 | transfer_purchase_PCE20001_CONFIDENTIAL | 0 | 0 | 1 | 1 | 1 | 0 | 1 | 0 | 0 | 1
PCEA | transfer_purchase | PCE20001 | 2021 | 7 | 23.2432 | CONFIDENTIAL | CONFIDENTIAL | online |  | CONFIDENTIAL | CONFIDENTIAL | transfer_purchase | 1 | unknown | unknown_2021_7 | 0% | 1 | CONFIDENTIAL | CONFIDENTIAL | ok | special | 1 | 0 | transfer_purchase_PCE20001_CONFIDENTIAL | 0 | 0 | 1 | 1 | 1 | 0 | 1 | 0 | 0 | 1
PCEA | transfer_purchase | PCE20001 | 2021 | 8 | 23.2432 | CONFIDENTIAL | CONFIDENTIAL | online |  | CONFIDENTIAL | CONFIDENTIAL | transfer_purchase | 1 | unknown | unknown_2021_8 | 0% | 1 | CONFIDENTIAL | CONFIDENTIAL | ok | special | 1 | 0 | transfer_purchase_PCE20001_CONFIDENTIAL | 0 | 0 | 1 | 1 | 1 | 0 | 1 | 0 | 0 | 1
PCEA | transfer_purchase | PCE20001 | 2021 | 9 | 23.2432 | CONFIDENTIAL | CONFIDENTIAL | online |  | CONFIDENTIAL | CONFIDENTIAL | transfer_purchase | 1 | unknown | unknown_2021_9 | 0% | 1 | CONFIDENTIAL | CONFIDENTIAL | ok | special | 1 | 0 | transfer_purchase_PCE20001_CONFIDENTIAL | 0 | 0 | 1 | 1 | 1 | 0 | 1 | 0 | 0 | 1
PCEA | transfer_purchase | PCE20001 | 2021 | 10 | 23.2432 | CONFIDENTIAL | CONFIDENTIAL | online |  | CONFIDENTIAL | CONFIDENTIAL | transfer_purchase | 1 | unknown | unknown_2021_10 | 0% | 1 | CONFIDENTIAL | CONFIDENTIAL | ok | special | 1 | 0 | transfer_purchase_PCE20001_CONFIDENTIAL | 0 | 0 | 1 | 1 | 1 | 0 | 1 | 0 | 0 | 1
PCEA | transfer_purchase | PCE20001 | 2021 | 11 | 23.2432 | CONFIDENTIAL | CONFIDENTIAL | online |  | CONFIDENTIAL | CONFIDENTIAL | transfer_purchase | 1 | unknown | unknown_2021_11 | 0% | 1 | CONFIDENTIAL | CONFIDENTIAL | ok | special | 1 | 0 | transfer_purchase_PCE20001_CONFIDENTIAL | 0 | 0 | 1 | 1 | 1 | 0 | 1 | 0 | 0 | 1
PCEA | transfer_purchase | PCE20001 | 2021 | 12 | 23.2432 | CONFIDENTIAL | CONFIDENTIAL | online |  | CONFIDENTIAL | CONFIDENTIAL | transfer_purchase | 1 | unknown | unknown_2021_12 | 0% | 1 | CONFIDENTIAL | CONFIDENTIAL | ok | special | 1 | 0 | transfer_purchase_PCE20001_CONFIDENTIAL | 0 | 0 | 1 | 1 | 1 | 0 | 1 | 0 | 0 | 1
PCEA | transfer_purchase | PCE20001 | 2022 | 1 | 21.5791 | CONFIDENTIAL | CONFIDENTIAL | online |  | CONFIDENTIAL | CONFIDENTIAL | transfer_purchase | 1 | unknown | unknown_2022_1 | 0% | 1 | CONFIDENTIAL | CONFIDENTIAL | ok | special | 1 | 0 | transfer_purchase_PCE20001_CONFIDENTIAL | 0 | 0 | 1 | 1 | 1 | 0 | 1 | 0 | 0 | 1
PCEA | transfer_purchase | PCE20001 | 2022 | 2 | 21.5791 | CONFIDENTIAL | CONFIDENTIAL | online |  | CONFIDENTIAL | CONFIDENTIAL | transfer_purchase | 1 | unknown | unknown_2022_2 | 0% | 1 | CONFIDENTIAL | CONFIDENTIAL | ok | special | 1 | 0 | transfer_purchase_PCE20001_CONFIDENTIAL | 0 | 0 | 1 | 1 | 1 | 0 | 1 | 0 | 0 | 1
PCEA | transfer_purchase | PCE20001 | 2022 | 3 | 21.5791 | CONFIDENTIAL | CONFIDENTIAL | online |  | CONFIDENTIAL | CONFIDENTIAL | transfer_purchase | 1 | unknown | unknown_2022_3 | 0% | 1 | CONFIDENTIAL | CONFIDENTIAL | ok | special | 1 | 0 | transfer_purchase_PCE20001_CONFIDENTIAL | 0 | 0 | 1 | 1 | 1 | 0 | 1 | 0 | 0 | 1
PCEA | transfer_purchase | PCE20001 | 2022 | 4 | 21.5791 | CONFIDENTIAL | CONFIDENTIAL | online |  | CONFIDENTIAL | CONFIDENTIAL | transfer_purchase | 1 | unknown | unknown_2022_4 | 0% | 1 | CONFIDENTIAL | CONFIDENTIAL | ok | special | 1 | 0 | transfer_purchase_PCE20001_CONFIDENTIAL | 0 | 0 | 1 | 1 | 1 | 0 | 1 | 0 | 0 | 1
PCEA | transfer_purchase | PCE20001 | 2022 | 5 | 21.5791 | CONFIDENTIAL | CONFIDENTIAL | online |  | CONFIDENTIAL | CONFIDENTIAL | transfer_purchase | 1 | unknown | unknown_2022_5 | 0% | 1 | CONFIDENTIAL | CONFIDENTIAL | ok | special | 1 | 0 | transfer_purchase_PCE20001_CONFIDENTIAL | 0 | 0 | 1 | 1 | 1 | 0 | 1 | 0 | 0 | 1
PCEA | transfer_purchase | PCE20001 | 2022 | 6 | 21.5791 | CONFIDENTIAL | CONFIDENTIAL | online |  | CONFIDENTIAL | CONFIDENTIAL | transfer_purchase | 1 | unknown | unknown_2022_6 | 0% | 1 | CONFIDENTIAL | CONFIDENTIAL | ok | special | 1 | 0 | transfer_purchase_PCE20001_CONFIDENTIAL | 0 | 0 | 1 | 1 | 1 | 0 | 1 | 0 | 0 | 1
PCEA | transfer_purchase | PCE20001 | 2022 | 7 | 21.5791 | CONFIDENTIAL | CONFIDENTIAL | online |  | CONFIDENTIAL | CONFIDENTIAL | transfer_purchase | 1 | unknown | unknown_2022_7 | 0% | 1 | CONFIDENTIAL | CONFIDENTIAL | ok | special | 1 | 0 | transfer_purchase_PCE20001_CONFIDENTIAL | 0 | 0 | 1 | 1 | 1 | 0 | 1 | 0 | 0 | 1
PCEA | transfer_purchase | PCE20001 | 2022 | 8 | 21.5791 | CONFIDENTIAL | CONFIDENTIAL | online |  | CONFIDENTIAL | CONFIDENTIAL | transfer_purchase | 1 | unknown | unknown_2022_8 | 0% | 1 | CONFIDENTIAL | CONFIDENTIAL | ok | special | 1 | 0 | transfer_purchase_PCE20001_CONFIDENTIAL | 0 | 0 | 1 | 1 | 1 | 0 | 1 | 0 | 0 | 1
PCEA | transfer_purchase | PCE20001 | 2022 | 9 | 21.5791 | CONFIDENTIAL | CONFIDENTIAL | online |  | CONFIDENTIAL | CONFIDENTIAL | transfer_purchase | 1 | unknown | unknown_2022_9 | 0% | 1 | CONFIDENTIAL | CONFIDENTIAL | ok | special | 1 | 0 | transfer_purchase_PCE20001_CONFIDENTIAL | 0 | 0 | 1 | 1 | 1 | 0 | 1 | 0 | 0 | 1
PCEA | transfer_purchase | PCE20001 | 2022 | 10 | 21.5791 | CONFIDENTIAL | CONFIDENTIAL | online |  | CONFIDENTIAL | CONFIDENTIAL | transfer_purchase | 1 | unknown | unknown_2022_10 | 0% | 1 | CONFIDENTIAL | CONFIDENTIAL | ok | special | 1 | 0 | transfer_purchase_PCE20001_CONFIDENTIAL | 0 | 0 | 1 | 1 | 1 | 0 | 1 | 0 | 0 | 1
PCEA | transfer_purchase | PCE20001 | 2022 | 11 | 21.5791 | CONFIDENTIAL | CONFIDENTIAL | online |  | CONFIDENTIAL | CONFIDENTIAL | transfer_purchase | 1 | unknown | unknown_2022_11 | 0% | 1 | CONFIDENTIAL | CONFIDENTIAL | ok | special | 1 | 0 | transfer_purchase_PCE20001_CONFIDENTIAL | 0 | 0 | 1 | 1 | 1 | 0 | 1 | 0 | 0 | 1
PCEA | transfer_purchase | PCE20001 | 2022 | 12 | 21.5791 | CONFIDENTIAL | CONFIDENTIAL | online |  | CONFIDENTIAL | CONFIDENTIAL | transfer_purchase | 1 | unknown | unknown_2022_12 | 0% | 1 | CONFIDENTIAL | CONFIDENTIAL | ok | special | 1 | 0 | transfer_purchase_PCE20001_CONFIDENTIAL | 0 | 0 | 1 | 1 | 1 | 0 | 1 | 0 | 0 | 1
PCEA | unspecified_import | NA | 2020 | 1 | 8.3333 | CONFIDENTIAL | CONFIDENTIAL | online |  | CONFIDENTIAL | CONFIDENTIAL | unspecified_import | 1 | unknown | unknown_2020_1 | 0% | 1 | CONFIDENTIAL | CONFIDENTIAL | ok | special | 1 | 0 | unspecified_import_NA_CONFIDENTIAL | 1 | 19 | 1 | 1 | 1 | 0 | 1 | 0 | 0 | 1
PCEA | unspecified_import | NA | 2020 | 2 | 8.3333 | CONFIDENTIAL | CONFIDENTIAL | online |  | CONFIDENTIAL | CONFIDENTIAL | unspecified_import | 1 | unknown | unknown_2020_2 | 0% | 1 | CONFIDENTIAL | CONFIDENTIAL | ok | special | 1 | 0 | unspecified_import_NA_CONFIDENTIAL | 0 | 0 | 1 | 1 | 1 | 0 | 1 | 0 | 0 | 1
PCEA | unspecified_import | NA | 2020 | 3 | 8.3333 | CONFIDENTIAL | CONFIDENTIAL | online |  | CONFIDENTIAL | CONFIDENTIAL | unspecified_import | 1 | unknown | unknown_2020_3 | 0% | 1 | CONFIDENTIAL | CONFIDENTIAL | ok | special | 1 | 0 | unspecified_import_NA_CONFIDENTIAL | 0 | 0 | 1 | 1 | 1 | 0 | 1 | 0 | 0 | 1
PCEA | unspecified_import | NA | 2020 | 4 | 8.3333 | CONFIDENTIAL | CONFIDENTIAL | online |  | CONFIDENTIAL | CONFIDENTIAL | unspecified_import | 1 | unknown | unknown_2020_4 | 0% | 1 | CONFIDENTIAL | CONFIDENTIAL | ok | special | 1 | 0 | unspecified_import_NA_CONFIDENTIAL | 0 | 0 | 1 | 1 | 1 | 0 | 1 | 0 | 0 | 1
PCEA | unspecified_import | NA | 2020 | 5 | 8.3333 | CONFIDENTIAL | CONFIDENTIAL | online |  | CONFIDENTIAL | CONFIDENTIAL | unspecified_import | 1 | unknown | unknown_2020_5 | 0% | 1 | CONFIDENTIAL | CONFIDENTIAL | ok | special | 1 | 0 | unspecified_import_NA_CONFIDENTIAL | 0 | 0 | 1 | 1 | 1 | 0 | 1 | 0 | 0 | 1
PCEA | unspecified_import | NA | 2020 | 6 | 8.3333 | CONFIDENTIAL | CONFIDENTIAL | online |  | CONFIDENTIAL | CONFIDENTIAL | unspecified_import | 1 | unknown | unknown_2020_6 | 0% | 1 | CONFIDENTIAL | CONFIDENTIAL | ok | special | 1 | 0 | unspecified_import_NA_CONFIDENTIAL | 0 | 0 | 1 | 1 | 1 | 0 | 1 | 0 | 0 | 1
PCEA | unspecified_import | NA | 2020 | 7 | 8.3333 | CONFIDENTIAL | CONFIDENTIAL | online |  | CONFIDENTIAL | CONFIDENTIAL | unspecified_import | 1 | unknown | unknown_2020_7 | 0% | 1 | CONFIDENTIAL | CONFIDENTIAL | ok | special | 1 | 0 | unspecified_import_NA_CONFIDENTIAL | 0 | 0 | 1 | 1 | 1 | 0 | 1 | 0 | 0 | 1
PCEA | unspecified_import | NA | 2020 | 8 | 8.3333 | CONFIDENTIAL | CONFIDENTIAL | online |  | CONFIDENTIAL | CONFIDENTIAL | unspecified_import | 1 | unknown | unknown_2020_8 | 0% | 1 | CONFIDENTIAL | CONFIDENTIAL | ok | special | 1 | 0 | unspecified_import_NA_CONFIDENTIAL | 0 | 0 | 1 | 1 | 1 | 0 | 1 | 0 | 0 | 1
PCEA | unspecified_import | NA | 2020 | 9 | 8.3333 | CONFIDENTIAL | CONFIDENTIAL | online |  | CONFIDENTIAL | CONFIDENTIAL | unspecified_import | 1 | unknown | unknown_2020_9 | 0% | 1 | CONFIDENTIAL | CONFIDENTIAL | ok | special | 1 | 0 | unspecified_import_NA_CONFIDENTIAL | 0 | 0 | 1 | 1 | 1 | 0 | 1 | 0 | 0 | 1
PCEA | unspecified_import | NA | 2020 | 10 | 8.3333 | CONFIDENTIAL | CONFIDENTIAL | online |  | CONFIDENTIAL | CONFIDENTIAL | unspecified_import | 1 | unknown | unknown_2020_10 | 0% | 1 | CONFIDENTIAL | CONFIDENTIAL | ok | special | 1 | 0 | unspecified_import_NA_CONFIDENTIAL | 0 | 0 | 1 | 1 | 1 | 0 | 1 | 0 | 0 | 1
PCEA | unspecified_import | NA | 2020 | 11 | 8.3333 | CONFIDENTIAL | CONFIDENTIAL | online |  | CONFIDENTIAL | CONFIDENTIAL | unspecified_import | 1 | unknown | unknown_2020_11 | 0% | 1 | CONFIDENTIAL | CONFIDENTIAL | ok | special | 1 | 0 | unspecified_import_NA_CONFIDENTIAL | 0 | 0 | 1 | 1 | 1 | 0 | 1 | 0 | 0 | 1
PCEA | unspecified_import | NA | 2020 | 12 | 8.3333 | CONFIDENTIAL | CONFIDENTIAL | online |  | CONFIDENTIAL | CONFIDENTIAL | unspecified_import | 1 | unknown | unknown_2020_12 | 0% | 1 | CONFIDENTIAL | CONFIDENTIAL | ok | special | 1 | 0 | unspecified_import_NA_CONFIDENTIAL | 0 | 0 | 1 | 1 | 1 | 0 | 1 | 0 | 0 | 1
PCEA | transfer_purchase | NA | 2021 | 1 | 16.6667 | CONFIDENTIAL | CONFIDENTIAL | online |  | CONFIDENTIAL | CONFIDENTIAL | transfer_purchase | 1 | unknown | unknown_2021_1 | 0% | 1 | CONFIDENTIAL | CONFIDENTIAL | ok | special | 1 | 0 | transfer_purchase_NA_CONFIDENTIAL | 0 | 0 | 1 | 1 | 1 | 0 | 1 | 0 | 0 | 1
PCEA | transfer_purchase | NA | 2021 | 2 | 16.6667 | CONFIDENTIAL | CONFIDENTIAL | online |  | CONFIDENTIAL | CONFIDENTIAL | transfer_purchase | 1 | unknown | unknown_2021_2 | 0% | 1 | CONFIDENTIAL | CONFIDENTIAL | ok | special | 1 | 0 | transfer_purchase_NA_CONFIDENTIAL | 0 | 0 | 1 | 1 | 1 | 0 | 1 | 0 | 0 | 1
PCEA | transfer_purchase | NA | 2021 | 3 | 16.6667 | CONFIDENTIAL | CONFIDENTIAL | online |  | CONFIDENTIAL | CONFIDENTIAL | transfer_purchase | 1 | unknown | unknown_2021_3 | 0% | 1 | CONFIDENTIAL | CONFIDENTIAL | ok | special | 1 | 0 | transfer_purchase_NA_CONFIDENTIAL | 0 | 0 | 1 | 1 | 1 | 0 | 1 | 0 | 0 | 1
PCEA | transfer_purchase | NA | 2021 | 4 | 16.6667 | CONFIDENTIAL | CONFIDENTIAL | online |  | CONFIDENTIAL | CONFIDENTIAL | transfer_purchase | 1 | unknown | unknown_2021_4 | 0% | 1 | CONFIDENTIAL | CONFIDENTIAL | ok | special | 1 | 0 | transfer_purchase_NA_CONFIDENTIAL | 0 | 0 | 1 | 1 | 1 | 0 | 1 | 0 | 0 | 1
PCEA | transfer_purchase | NA | 2021 | 5 | 16.6667 | CONFIDENTIAL | CONFIDENTIAL | online |  | CONFIDENTIAL | CONFIDENTIAL | transfer_purchase | 1 | unknown | unknown_2021_5 | 0% | 1 | CONFIDENTIAL | CONFIDENTIAL | ok | special | 1 | 0 | transfer_purchase_NA_CONFIDENTIAL | 0 | 0 | 1 | 1 | 1 | 0 | 1 | 0 | 0 | 1
PCEA | transfer_purchase | NA | 2021 | 6 | 16.6667 | CONFIDENTIAL | CONFIDENTIAL | online |  | CONFIDENTIAL | CONFIDENTIAL | transfer_purchase | 1 | unknown | unknown_2021_6 | 0% | 1 | CONFIDENTIAL | CONFIDENTIAL | ok | special | 1 | 0 | transfer_purchase_NA_CONFIDENTIAL | 0 | 0 | 1 | 1 | 1 | 0 | 1 | 0 | 0 | 1
PCEA | transfer_purchase | NA | 2021 | 7 | 16.6667 | CONFIDENTIAL | CONFIDENTIAL | online |  | CONFIDENTIAL | CONFIDENTIAL | transfer_purchase | 1 | unknown | unknown_2021_7 | 0% | 1 | CONFIDENTIAL | CONFIDENTIAL | ok | special | 1 | 0 | transfer_purchase_NA_CONFIDENTIAL | 0 | 0 | 1 | 1 | 1 | 0 | 1 | 0 | 0 | 1
PCEA | transfer_purchase | NA | 2021 | 8 | 16.6667 | CONFIDENTIAL | CONFIDENTIAL | online |  | CONFIDENTIAL | CONFIDENTIAL | transfer_purchase | 1 | unknown | unknown_2021_8 | 0% | 1 | CONFIDENTIAL | CONFIDENTIAL | ok | special | 1 | 0 | transfer_purchase_NA_CONFIDENTIAL | 0 | 0 | 1 | 1 | 1 | 0 | 1 | 0 | 0 | 1
PCEA | transfer_purchase | NA | 2021 | 9 | 16.6667 | CONFIDENTIAL | CONFIDENTIAL | online |  | CONFIDENTIAL | CONFIDENTIAL | transfer_purchase | 1 | unknown | unknown_2021_9 | 0% | 1 | CONFIDENTIAL | CONFIDENTIAL | ok | special | 1 | 0 | transfer_purchase_NA_CONFIDENTIAL | 0 | 0 | 1 | 1 | 1 | 0 | 1 | 0 | 0 | 1
PCEA | transfer_purchase | NA | 2021 | 10 | 16.6667 | CONFIDENTIAL | CONFIDENTIAL | online |  | CONFIDENTIAL | CONFIDENTIAL | transfer_purchase | 1 | unknown | unknown_2021_10 | 0% | 1 | CONFIDENTIAL | CONFIDENTIAL | ok | special | 1 | 0 | transfer_purchase_NA_CONFIDENTIAL | 0 | 0 | 1 | 1 | 1 | 0 | 1 | 0 | 0 | 1
PCEA | transfer_purchase | NA | 2021 | 11 | 16.6667 | CONFIDENTIAL | CONFIDENTIAL | online |  | CONFIDENTIAL | CONFIDENTIAL | transfer_purchase | 1 | unknown | unknown_2021_11 | 0% | 1 | CONFIDENTIAL | CONFIDENTIAL | ok | special | 1 | 0 | transfer_purchase_NA_CONFIDENTIAL | 0 | 0 | 1 | 1 | 1 | 0 | 1 | 0 | 0 | 1
PCEA | transfer_purchase | NA | 2021 | 12 | 16.6667 | CONFIDENTIAL | CONFIDENTIAL | online |  | CONFIDENTIAL | CONFIDENTIAL | transfer_purchase | 1 | unknown | unknown_2021_12 | 0% | 1 | CONFIDENTIAL | CONFIDENTIAL | ok | special | 1 | 0 | transfer_purchase_NA_CONFIDENTIAL | 0 | 0 | 1 | 1 | 1 | 0 | 1 | 0 | 0 | 1
PCEA | transfer_purchase | NA | 2022 | 1 | 20.8333 | CONFIDENTIAL | CONFIDENTIAL | online |  | CONFIDENTIAL | CONFIDENTIAL | transfer_purchase | 1 | unknown | unknown_2022_1 | 0% | 1 | CONFIDENTIAL | CONFIDENTIAL | ok | special | 1 | 0 | transfer_purchase_NA_CONFIDENTIAL | 0 | 0 | 1 | 1 | 1 | 0 | 1 | 0 | 0 | 1
PCEA | transfer_purchase | NA | 2022 | 2 | 20.8333 | CONFIDENTIAL | CONFIDENTIAL | online |  | CONFIDENTIAL | CONFIDENTIAL | transfer_purchase | 1 | unknown | unknown_2022_2 | 0% | 1 | CONFIDENTIAL | CONFIDENTIAL | ok | special | 1 | 0 | transfer_purchase_NA_CONFIDENTIAL | 0 | 0 | 1 | 1 | 1 | 0 | 1 | 0 | 0 | 1
PCEA | transfer_purchase | NA | 2022 | 3 | 20.8333 | CONFIDENTIAL | CONFIDENTIAL | online |  | CONFIDENTIAL | CONFIDENTIAL | transfer_purchase | 1 | unknown | unknown_2022_3 | 0% | 1 | CONFIDENTIAL | CONFIDENTIAL | ok | special | 1 | 0 | transfer_purchase_NA_CONFIDENTIAL | 0 | 0 | 1 | 1 | 1 | 0 | 1 | 0 | 0 | 1
PCEA | transfer_purchase | NA | 2022 | 4 | 20.8333 | CONFIDENTIAL | CONFIDENTIAL | online |  | CONFIDENTIAL | CONFIDENTIAL | transfer_purchase | 1 | unknown | unknown_2022_4 | 0% | 1 | CONFIDENTIAL | CONFIDENTIAL | ok | special | 1 | 0 | transfer_purchase_NA_CONFIDENTIAL | 0 | 0 | 1 | 1 | 1 | 0 | 1 | 0 | 0 | 1
PCEA | transfer_purchase | NA | 2022 | 5 | 20.8333 | CONFIDENTIAL | CONFIDENTIAL | online |  | CONFIDENTIAL | CONFIDENTIAL | transfer_purchase | 1 | unknown | unknown_2022_5 | 0% | 1 | CONFIDENTIAL | CONFIDENTIAL | ok | special | 1 | 0 | transfer_purchase_NA_CONFIDENTIAL | 0 | 0 | 1 | 1 | 1 | 0 | 1 | 0 | 0 | 1
PCEA | transfer_purchase | NA | 2022 | 6 | 20.8333 | CONFIDENTIAL | CONFIDENTIAL | online |  | CONFIDENTIAL | CONFIDENTIAL | transfer_purchase | 1 | unknown | unknown_2022_6 | 0% | 1 | CONFIDENTIAL | CONFIDENTIAL | ok | special | 1 | 0 | transfer_purchase_NA_CONFIDENTIAL | 0 | 0 | 1 | 1 | 1 | 0 | 1 | 0 | 0 | 1
PCEA | transfer_purchase | NA | 2022 | 7 | 20.8333 | CONFIDENTIAL | CONFIDENTIAL | online |  | CONFIDENTIAL | CONFIDENTIAL | transfer_purchase | 1 | unknown | unknown_2022_7 | 0% | 1 | CONFIDENTIAL | CONFIDENTIAL | ok | special | 1 | 0 | transfer_purchase_NA_CONFIDENTIAL | 0 | 0 | 1 | 1 | 1 | 0 | 1 | 0 | 0 | 1
PCEA | transfer_purchase | NA | 2022 | 8 | 20.8333 | CONFIDENTIAL | CONFIDENTIAL | online |  | CONFIDENTIAL | CONFIDENTIAL | transfer_purchase | 1 | unknown | unknown_2022_8 | 0% | 1 | CONFIDENTIAL | CONFIDENTIAL | ok | special | 1 | 0 | transfer_purchase_NA_CONFIDENTIAL | 0 | 0 | 1 | 1 | 1 | 0 | 1 | 0 | 0 | 1
PCEA | transfer_purchase | NA | 2022 | 9 | 20.8333 | CONFIDENTIAL | CONFIDENTIAL | online |  | CONFIDENTIAL | CONFIDENTIAL | transfer_purchase | 1 | unknown | unknown_2022_9 | 0% | 1 | CONFIDENTIAL | CONFIDENTIAL | ok | special | 1 | 0 | transfer_purchase_NA_CONFIDENTIAL | 0 | 0 | 1 | 1 | 1 | 0 | 1 | 0 | 0 | 1
PCEA | transfer_purchase | NA | 2022 | 10 | 20.8333 | CONFIDENTIAL | CONFIDENTIAL | online |  | CONFIDENTIAL | CONFIDENTIAL | transfer_purchase | 1 | unknown | unknown_2022_10 | 0% | 1 | CONFIDENTIAL | CONFIDENTIAL | ok | special | 1 | 0 | transfer_purchase_NA_CONFIDENTIAL | 0 | 0 | 1 | 1 | 1 | 0 | 1 | 0 | 0 | 1
PCEA | transfer_purchase | NA | 2022 | 11 | 20.8333 | CONFIDENTIAL | CONFIDENTIAL | online |  | CONFIDENTIAL | CONFIDENTIAL | transfer_purchase | 1 | unknown | unknown_2022_11 | 0% | 1 | CONFIDENTIAL | CONFIDENTIAL | ok | special | 1 | 0 | transfer_purchase_NA_CONFIDENTIAL | 0 | 0 | 1 | 1 | 1 | 0 | 1 | 0 | 0 | 1
PCEA | transfer_purchase | NA | 2022 | 12 | 20.8333 | CONFIDENTIAL | CONFIDENTIAL | online |  | CONFIDENTIAL | CONFIDENTIAL | transfer_purchase | 1 | unknown | unknown_2022_12 | 0% | 1 | CONFIDENTIAL | CONFIDENTIAL | ok | special | 1 | 0 | transfer_purchase_NA_CONFIDENTIAL | 0 | 0 | 1 | 1 | 1 | 0 | 1 | 0 | 0 | 1
PCEA | transfer_purchase | NA | 2023 | 1 | 25 | CONFIDENTIAL | CONFIDENTIAL | online |  | CONFIDENTIAL | CONFIDENTIAL | transfer_purchase | 1 | unknown | unknown_2023_1 | 0% | 1 | CONFIDENTIAL | CONFIDENTIAL | ok | special | 1 | 0 | transfer_purchase_NA_CONFIDENTIAL | 0 | 0 | 1 | 1 | 1 | 0 | 1 | 0 | 0 | 1
PCEA | transfer_purchase | NA | 2023 | 2 | 25 | CONFIDENTIAL | CONFIDENTIAL | online |  | CONFIDENTIAL | CONFIDENTIAL | transfer_purchase | 1 | unknown | unknown_2023_2 | 0% | 1 | CONFIDENTIAL | CONFIDENTIAL | ok | special | 1 | 0 | transfer_purchase_NA_CONFIDENTIAL | 0 | 0 | 1 | 1 | 1 | 0 | 1 | 0 | 0 | 1
PCEA | transfer_purchase | NA | 2023 | 3 | 25 | CONFIDENTIAL | CONFIDENTIAL | online |  | CONFIDENTIAL | CONFIDENTIAL | transfer_purchase | 1 | unknown | unknown_2023_3 | 0% | 1 | CONFIDENTIAL | CONFIDENTIAL | ok | special | 1 | 0 | transfer_purchase_NA_CONFIDENTIAL | 0 | 0 | 1 | 1 | 1 | 0 | 1 | 0 | 0 | 1
PCEA | transfer_purchase | NA | 2023 | 4 | 25 | CONFIDENTIAL | CONFIDENTIAL | online |  | CONFIDENTIAL | CONFIDENTIAL | transfer_purchase | 1 | unknown | unknown_2023_4 | 0% | 1 | CONFIDENTIAL | CONFIDENTIAL | ok | special | 1 | 0 | transfer_purchase_NA_CONFIDENTIAL | 0 | 0 | 1 | 1 | 1 | 0 | 1 | 0 | 0 | 1
PCEA | transfer_purchase | NA | 2023 | 5 | 25 | CONFIDENTIAL | CONFIDENTIAL | online |  | CONFIDENTIAL | CONFIDENTIAL | transfer_purchase | 1 | unknown | unknown_2023_5 | 0% | 1 | CONFIDENTIAL | CONFIDENTIAL | ok | special | 1 | 0 | transfer_purchase_NA_CONFIDENTIAL | 0 | 0 | 1 | 1 | 1 | 0 | 1 | 0 | 0 | 1
PCEA | transfer_purchase | NA | 2023 | 6 | 25 | CONFIDENTIAL | CONFIDENTIAL | online |  | CONFIDENTIAL | CONFIDENTIAL | transfer_purchase | 1 | unknown | unknown_2023_6 | 0% | 1 | CONFIDENTIAL | CONFIDENTIAL | ok | special | 1 | 0 | transfer_purchase_NA_CONFIDENTIAL | 0 | 0 | 1 | 1 | 1 | 0 | 1 | 0 | 0 | 1
PCEA | transfer_purchase | NA | 2023 | 7 | 25 | CONFIDENTIAL | CONFIDENTIAL | online |  | CONFIDENTIAL | CONFIDENTIAL | transfer_purchase | 1 | unknown | unknown_2023_7 | 0% | 1 | CONFIDENTIAL | CONFIDENTIAL | ok | special | 1 | 0 | transfer_purchase_NA_CONFIDENTIAL | 0 | 0 | 1 | 1 | 1 | 0 | 1 | 0 | 0 | 1
PCEA | transfer_purchase | NA | 2023 | 8 | 25 | CONFIDENTIAL | CONFIDENTIAL | online |  | CONFIDENTIAL | CONFIDENTIAL | transfer_purchase | 1 | unknown | unknown_2023_8 | 0% | 1 | CONFIDENTIAL | CONFIDENTIAL | ok | special | 1 | 0 | transfer_purchase_NA_CONFIDENTIAL | 0 | 0 | 1 | 1 | 1 | 0 | 1 | 0 | 0 | 1
PCEA | transfer_purchase | NA | 2023 | 9 | 25 | CONFIDENTIAL | CONFIDENTIAL | online |  | CONFIDENTIAL | CONFIDENTIAL | transfer_purchase | 1 | unknown | unknown_2023_9 | 0% | 1 | CONFIDENTIAL | CONFIDENTIAL | ok | special | 1 | 0 | transfer_purchase_NA_CONFIDENTIAL | 0 | 0 | 1 | 1 | 1 | 0 | 1 | 0 | 0 | 1
PCEA | transfer_purchase | NA | 2023 | 10 | 25 | CONFIDENTIAL | CONFIDENTIAL | online |  | CONFIDENTIAL | CONFIDENTIAL | transfer_purchase | 1 | unknown | unknown_2023_10 | 0% | 1 | CONFIDENTIAL | CONFIDENTIAL | ok | special | 1 | 0 | transfer_purchase_NA_CONFIDENTIAL | 0 | 0 | 1 | 1 | 1 | 0 | 1 | 0 | 0 | 1
PCEA | transfer_purchase | NA | 2023 | 11 | 25 | CONFIDENTIAL | CONFIDENTIAL | online |  | CONFIDENTIAL | CONFIDENTIAL | transfer_purchase | 1 | unknown | unknown_2023_11 | 0% | 1 | CONFIDENTIAL | CONFIDENTIAL | ok | special | 1 | 0 | transfer_purchase_NA_CONFIDENTIAL | 0 | 0 | 1 | 1 | 1 | 0 | 1 | 0 | 0 | 1
PCEA | transfer_purchase | NA | 2023 | 12 | 25 | CONFIDENTIAL | CONFIDENTIAL | online |  | CONFIDENTIAL | CONFIDENTIAL | transfer_purchase | 1 | unknown | unknown_2023_12 | 0% | 1 | CONFIDENTIAL | CONFIDENTIAL | ok | special | 1 | 0 | transfer_purchase_NA_CONFIDENTIAL | 0 | 0 | 1 | 1 | 1 | 0 | 1 | 0 | 0 | 1
PCEA | unspecified_import | NA | 2020 | 1 | 8.3333 | CONFIDENTIAL | CONFIDENTIAL | online |  | CONFIDENTIAL | CONFIDENTIAL | unspecified_import | 1 | unknown | unknown_2020_1 | 0% | 1 | CONFIDENTIAL | CONFIDENTIAL | ok | special | 1 | 0 | unspecified_import_NA_CONFIDENTIAL | 0 | 0 | 1 | 1 | 1 | 0 | 1 | 0 | 0 | 1
PCEA | unspecified_import | NA | 2020 | 2 | 8.3333 | CONFIDENTIAL | CONFIDENTIAL | online |  | CONFIDENTIAL | CONFIDENTIAL | unspecified_import | 1 | unknown | unknown_2020_2 | 0% | 1 | CONFIDENTIAL | CONFIDENTIAL | ok | special | 1 | 0 | unspecified_import_NA_CONFIDENTIAL | 0 | 0 | 1 | 1 | 1 | 0 | 1 | 0 | 0 | 1
PCEA | unspecified_import | NA | 2020 | 3 | 8.3333 | CONFIDENTIAL | CONFIDENTIAL | online |  | CONFIDENTIAL | CONFIDENTIAL | unspecified_import | 1 | unknown | unknown_2020_3 | 0% | 1 | CONFIDENTIAL | CONFIDENTIAL | ok | special | 1 | 0 | unspecified_import_NA_CONFIDENTIAL | 0 | 0 | 1 | 1 | 1 | 0 | 1 | 0 | 0 | 1
PCEA | unspecified_import | NA | 2020 | 4 | 8.3333 | CONFIDENTIAL | CONFIDENTIAL | online |  | CONFIDENTIAL | CONFIDENTIAL | unspecified_import | 1 | unknown | unknown_2020_4 | 0% | 1 | CONFIDENTIAL | CONFIDENTIAL | ok | special | 1 | 0 | unspecified_import_NA_CONFIDENTIAL | 0 | 0 | 1 | 1 | 1 | 0 | 1 | 0 | 0 | 1
PCEA | unspecified_import | NA | 2020 | 5 | 8.3333 | CONFIDENTIAL | CONFIDENTIAL | online |  | CONFIDENTIAL | CONFIDENTIAL | unspecified_import | 1 | unknown | unknown_2020_5 | 0% | 1 | CONFIDENTIAL | CONFIDENTIAL | ok | special | 1 | 0 | unspecified_import_NA_CONFIDENTIAL | 0 | 0 | 1 | 1 | 1 | 0 | 1 | 0 | 0 | 1
PCEA | unspecified_import | NA | 2020 | 6 | 8.3333 | CONFIDENTIAL | CONFIDENTIAL | online |  | CONFIDENTIAL | CONFIDENTIAL | unspecified_import | 1 | unknown | unknown_2020_6 | 0% | 1 | CONFIDENTIAL | CONFIDENTIAL | ok | special | 1 | 0 | unspecified_import_NA_CONFIDENTIAL | 0 | 0 | 1 | 1 | 1 | 0 | 1 | 0 | 0 | 1
PCEA | unspecified_import | NA | 2020 | 7 | 8.3333 | CONFIDENTIAL | CONFIDENTIAL | online |  | CONFIDENTIAL | CONFIDENTIAL | unspecified_import | 1 | unknown | unknown_2020_7 | 0% | 1 | CONFIDENTIAL | CONFIDENTIAL | ok | special | 1 | 0 | unspecified_import_NA_CONFIDENTIAL | 0 | 0 | 1 | 1 | 1 | 0 | 1 | 0 | 0 | 1
PCEA | unspecified_import | NA | 2020 | 8 | 8.3333 | CONFIDENTIAL | CONFIDENTIAL | online |  | CONFIDENTIAL | CONFIDENTIAL | unspecified_import | 1 | unknown | unknown_2020_8 | 0% | 1 | CONFIDENTIAL | CONFIDENTIAL | ok | special | 1 | 0 | unspecified_import_NA_CONFIDENTIAL | 0 | 0 | 1 | 1 | 1 | 0 | 1 | 0 | 0 | 1
PCEA | unspecified_import | NA | 2020 | 9 | 8.3333 | CONFIDENTIAL | CONFIDENTIAL | online |  | CONFIDENTIAL | CONFIDENTIAL | unspecified_import | 1 | unknown | unknown_2020_9 | 0% | 1 | CONFIDENTIAL | CONFIDENTIAL | ok | special | 1 | 0 | unspecified_import_NA_CONFIDENTIAL | 0 | 0 | 1 | 1 | 1 | 0 | 1 | 0 | 0 | 1
PCEA | unspecified_import | NA | 2020 | 10 | 8.3333 | CONFIDENTIAL | CONFIDENTIAL | online |  | CONFIDENTIAL | CONFIDENTIAL | unspecified_import | 1 | unknown | unknown_2020_10 | 0% | 1 | CONFIDENTIAL | CONFIDENTIAL | ok | special | 1 | 0 | unspecified_import_NA_CONFIDENTIAL | 0 | 0 | 1 | 1 | 1 | 0 | 1 | 0 | 0 | 1
PCEA | unspecified_import | NA | 2020 | 11 | 8.3333 | CONFIDENTIAL | CONFIDENTIAL | online |  | CONFIDENTIAL | CONFIDENTIAL | unspecified_import | 1 | unknown | unknown_2020_11 | 0% | 1 | CONFIDENTIAL | CONFIDENTIAL | ok | special | 1 | 0 | unspecified_import_NA_CONFIDENTIAL | 0 | 0 | 1 | 1 | 1 | 0 | 1 | 0 | 0 | 1
PCEA | unspecified_import | NA | 2020 | 12 | 8.3333 | CONFIDENTIAL | CONFIDENTIAL | online |  | CONFIDENTIAL | CONFIDENTIAL | unspecified_import | 1 | unknown | unknown_2020_12 | 0% | 1 | CONFIDENTIAL | CONFIDENTIAL | ok | special | 1 | 0 | unspecified_import_NA_CONFIDENTIAL | 0 | 0 | 1 | 1 | 1 | 0 | 1 | 0 | 0 | 1
PCEA | transfer_purchase | NA | 2021 | 1 | 19.2592 | CONFIDENTIAL | CONFIDENTIAL | planned_existing |  | CONFIDENTIAL | CONFIDENTIAL | transfer_purchase | 1 | hydro | hydro_2021_1 | 60% | 1 | CONFIDENTIAL | CONFIDENTIAL | ok | special | 1 | 0 | transfer_purchase_NA_CONFIDENTIAL | 0 | 0 | 1 | 1 | 1 | 0 | 1 | 0 | 0 | 1
PCEA | transfer_purchase | NA | 2021 | 2 | 16.492 | CONFIDENTIAL | CONFIDENTIAL | planned_existing |  | CONFIDENTIAL | CONFIDENTIAL | transfer_purchase | 1 | hydro | hydro_2021_2 | 70% | 1 | CONFIDENTIAL | CONFIDENTIAL | ok | special | 1 | 0 | transfer_purchase_NA_CONFIDENTIAL | 0 | 0 | 1 | 1 | 1 | 0 | 1 | 0 | 0 | 1
PCEA | transfer_purchase | NA | 2021 | 3 | 21.8545 | CONFIDENTIAL | CONFIDENTIAL | planned_existing |  | CONFIDENTIAL | CONFIDENTIAL | transfer_purchase | 1 | hydro | hydro_2021_3 | 73% | 1 | CONFIDENTIAL | CONFIDENTIAL | ok | special | 1 | 0 | transfer_purchase_NA_CONFIDENTIAL | 0 | 0 | 1 | 1 | 1 | 0 | 1 | 0 | 0 | 1
PCEA | transfer_purchase | NA | 2021 | 4 | 19.7726 | CONFIDENTIAL | CONFIDENTIAL | planned_existing |  | CONFIDENTIAL | CONFIDENTIAL | transfer_purchase | 1 | hydro | hydro_2021_4 | 72% | 1 | CONFIDENTIAL | CONFIDENTIAL | ok | special | 1 | 0 | transfer_purchase_NA_CONFIDENTIAL | 0 | 0 | 1 | 1 | 1 | 0 | 1 | 0 | 0 | 1
PCEA | transfer_purchase | NA | 2021 | 5 | 26.0468 | CONFIDENTIAL | CONFIDENTIAL | planned_existing |  | CONFIDENTIAL | CONFIDENTIAL | transfer_purchase | 1 | hydro | hydro_2021_5 | 69% | 1 | CONFIDENTIAL | CONFIDENTIAL | ok | special | 1 | 0 | transfer_purchase_NA_CONFIDENTIAL | 0 | 0 | 1 | 1 | 1 | 0 | 1 | 0 | 0 | 1
PCEA | transfer_purchase | NA | 2021 | 6 | 22.3851 | CONFIDENTIAL | CONFIDENTIAL | planned_existing |  | CONFIDENTIAL | CONFIDENTIAL | transfer_purchase | 1 | hydro | hydro_2021_6 | 74% | 1 | CONFIDENTIAL | CONFIDENTIAL | ok | special | 1 | 0 | transfer_purchase_NA_CONFIDENTIAL | 0 | 0 | 1 | 1 | 1 | 0 | 1 | 0 | 0 | 1
PCEA | transfer_purchase | NA | 2021 | 7 | 27.6649 | CONFIDENTIAL | CONFIDENTIAL | planned_existing |  | CONFIDENTIAL | CONFIDENTIAL | transfer_purchase | 1 | hydro | hydro_2021_7 | 73% | 1 | CONFIDENTIAL | CONFIDENTIAL | ok | special | 1 | 0 | transfer_purchase_NA_CONFIDENTIAL | 0 | 0 | 1 | 1 | 1 | 0 | 1 | 0 | 0 | 1
PCEA | transfer_purchase | NA | 2021 | 8 | 23.8322 | CONFIDENTIAL | CONFIDENTIAL | planned_existing |  | CONFIDENTIAL | CONFIDENTIAL | transfer_purchase | 1 | hydro | hydro_2021_8 | 72% | 1 | CONFIDENTIAL | CONFIDENTIAL | ok | special | 1 | 0 | transfer_purchase_NA_CONFIDENTIAL | 0 | 0 | 1 | 1 | 1 | 0 | 1 | 0 | 0 | 1
PCEA | transfer_purchase | NA | 2021 | 9 | 18.5586 | CONFIDENTIAL | CONFIDENTIAL | planned_existing |  | CONFIDENTIAL | CONFIDENTIAL | transfer_purchase | 1 | hydro | hydro_2021_9 | 71% | 1 | CONFIDENTIAL | CONFIDENTIAL | ok | special | 1 | 0 | transfer_purchase_NA_CONFIDENTIAL | 0 | 0 | 1 | 1 | 1 | 0 | 1 | 0 | 0 | 1
PCEA | transfer_purchase | NA | 2021 | 10 | 15.9648 | CONFIDENTIAL | CONFIDENTIAL | planned_existing |  | CONFIDENTIAL | CONFIDENTIAL | transfer_purchase | 1 | hydro | hydro_2021_10 | 64% | 1 | CONFIDENTIAL | CONFIDENTIAL | ok | special | 1 | 0 | transfer_purchase_NA_CONFIDENTIAL | 0 | 0 | 1 | 1 | 1 | 0 | 1 | 0 | 0 | 1
PCEA | transfer_purchase | NA | 2021 | 11 | 16.0162 | CONFIDENTIAL | CONFIDENTIAL | planned_existing |  | CONFIDENTIAL | CONFIDENTIAL | transfer_purchase | 1 | hydro | hydro_2021_11 | 56% | 1 | CONFIDENTIAL | CONFIDENTIAL | ok | special | 1 | 0 | transfer_purchase_NA_CONFIDENTIAL | 0 | 0 | 1 | 1 | 1 | 0 | 1 | 0 | 0 | 1
PCEA | transfer_purchase | NA | 2021 | 12 | 13.6184 | CONFIDENTIAL | CONFIDENTIAL | planned_existing |  | CONFIDENTIAL | CONFIDENTIAL | transfer_purchase | 1 | hydro | hydro_2021_12 | 64% | 1 | CONFIDENTIAL | CONFIDENTIAL | ok | special | 1 | 0 | transfer_purchase_NA_CONFIDENTIAL | 0 | 0 | 1 | 1 | 1 | 0 | 1 | 0 | 0 | 1
PCEA | transfer_purchase | NA | 2022 | 1 | 19.2585 | CONFIDENTIAL | CONFIDENTIAL | planned_existing |  | CONFIDENTIAL | CONFIDENTIAL | transfer_purchase | 1 | hydro | hydro_2022_1 | 60% | 1 | CONFIDENTIAL | CONFIDENTIAL | ok | special | 1 | 0 | transfer_purchase_NA_CONFIDENTIAL | 0 | 0 | 1 | 1 | 1 | 0 | 1 | 0 | 0 | 1
PCEA | transfer_purchase | NA | 2022 | 2 | 16.4952 | CONFIDENTIAL | CONFIDENTIAL | planned_existing |  | CONFIDENTIAL | CONFIDENTIAL | transfer_purchase | 1 | hydro | hydro_2022_2 | 70% | 1 | CONFIDENTIAL | CONFIDENTIAL | ok | special | 1 | 0 | transfer_purchase_NA_CONFIDENTIAL | 0 | 0 | 1 | 1 | 1 | 0 | 1 | 0 | 0 | 1
PCEA | transfer_purchase | NA | 2022 | 3 | 21.8548 | CONFIDENTIAL | CONFIDENTIAL | planned_existing |  | CONFIDENTIAL | CONFIDENTIAL | transfer_purchase | 1 | hydro | hydro_2022_3 | 73% | 1 | CONFIDENTIAL | CONFIDENTIAL | ok | special | 1 | 0 | transfer_purchase_NA_CONFIDENTIAL | 0 | 0 | 1 | 1 | 1 | 0 | 1 | 0 | 0 | 1
PCEA | transfer_purchase | NA | 2022 | 4 | 19.7726 | CONFIDENTIAL | CONFIDENTIAL | planned_existing |  | CONFIDENTIAL | CONFIDENTIAL | transfer_purchase | 1 | hydro | hydro_2022_4 | 72% | 1 | CONFIDENTIAL | CONFIDENTIAL | ok | special | 1 | 0 | transfer_purchase_NA_CONFIDENTIAL | 0 | 0 | 1 | 1 | 1 | 0 | 1 | 0 | 0 | 1
PCEA | transfer_purchase | NA | 2022 | 5 | 26.0467 | CONFIDENTIAL | CONFIDENTIAL | planned_existing |  | CONFIDENTIAL | CONFIDENTIAL | transfer_purchase | 1 | hydro | hydro_2022_5 | 69% | 1 | CONFIDENTIAL | CONFIDENTIAL | ok | special | 1 | 0 | transfer_purchase_NA_CONFIDENTIAL | 0 | 0 | 1 | 1 | 1 | 0 | 1 | 0 | 0 | 1
PCEA | transfer_purchase | NA | 2022 | 6 | 22.386 | CONFIDENTIAL | CONFIDENTIAL | planned_existing |  | CONFIDENTIAL | CONFIDENTIAL | transfer_purchase | 1 | hydro | hydro_2022_6 | 74% | 1 | CONFIDENTIAL | CONFIDENTIAL | ok | special | 1 | 0 | transfer_purchase_NA_CONFIDENTIAL | 0 | 0 | 1 | 1 | 1 | 0 | 1 | 0 | 0 | 1
PCEA | transfer_purchase | NA | 2022 | 7 | 27.6629 | CONFIDENTIAL | CONFIDENTIAL | planned_existing |  | CONFIDENTIAL | CONFIDENTIAL | transfer_purchase | 1 | hydro | hydro_2022_7 | 73% | 1 | CONFIDENTIAL | CONFIDENTIAL | ok | special | 1 | 0 | transfer_purchase_NA_CONFIDENTIAL | 0 | 0 | 1 | 1 | 1 | 0 | 1 | 0 | 0 | 1
PCEA | transfer_purchase | NA | 2022 | 8 | 23.8327 | CONFIDENTIAL | CONFIDENTIAL | planned_existing |  | CONFIDENTIAL | CONFIDENTIAL | transfer_purchase | 1 | hydro | hydro_2022_8 | 72% | 1 | CONFIDENTIAL | CONFIDENTIAL | ok | special | 1 | 0 | transfer_purchase_NA_CONFIDENTIAL | 0 | 0 | 1 | 1 | 1 | 0 | 1 | 0 | 0 | 1
PCEA | transfer_purchase | NA | 2022 | 9 | 18.5588 | CONFIDENTIAL | CONFIDENTIAL | planned_existing |  | CONFIDENTIAL | CONFIDENTIAL | transfer_purchase | 1 | hydro | hydro_2022_9 | 71% | 1 | CONFIDENTIAL | CONFIDENTIAL | ok | special | 1 | 0 | transfer_purchase_NA_CONFIDENTIAL | 0 | 0 | 1 | 1 | 1 | 0 | 1 | 0 | 0 | 1
PCEA | transfer_purchase | NA | 2022 | 10 | 15.9623 | CONFIDENTIAL | CONFIDENTIAL | planned_existing |  | CONFIDENTIAL | CONFIDENTIAL | transfer_purchase | 1 | hydro | hydro_2022_10 | 64% | 1 | CONFIDENTIAL | CONFIDENTIAL | ok | special | 1 | 0 | transfer_purchase_NA_CONFIDENTIAL | 0 | 0 | 1 | 1 | 1 | 0 | 1 | 0 | 0 | 1
PCEA | transfer_purchase | NA | 2022 | 11 | 16.016 | CONFIDENTIAL | CONFIDENTIAL | planned_existing |  | CONFIDENTIAL | CONFIDENTIAL | transfer_purchase | 1 | hydro | hydro_2022_11 | 56% | 1 | CONFIDENTIAL | CONFIDENTIAL | ok | special | 1 | 0 | transfer_purchase_NA_CONFIDENTIAL | 0 | 0 | 1 | 1 | 1 | 0 | 1 | 0 | 0 | 1
PCEA | transfer_purchase | NA | 2022 | 12 | 13.6187 | CONFIDENTIAL | CONFIDENTIAL | planned_existing |  | CONFIDENTIAL | CONFIDENTIAL | transfer_purchase | 1 | hydro | hydro_2022_12 | 64% | 1 | CONFIDENTIAL | CONFIDENTIAL | ok | special | 1 | 0 | transfer_purchase_NA_CONFIDENTIAL | 0 | 0 | 1 | 1 | 1 | 0 | 1 | 0 | 0 | 1
PCEA | transfer_purchase | NA | 2023 | 1 | 19.2585 | CONFIDENTIAL | CONFIDENTIAL | planned_existing |  | CONFIDENTIAL | CONFIDENTIAL | transfer_purchase | 1 | hydro | hydro_2023_1 | 60% | 1 | CONFIDENTIAL | CONFIDENTIAL | ok | special | 1 | 0 | transfer_purchase_NA_CONFIDENTIAL | 0 | 0 | 1 | 1 | 1 | 0 | 1 | 0 | 0 | 1
PCEA | transfer_purchase | NA | 2023 | 2 | 16.4952 | CONFIDENTIAL | CONFIDENTIAL | planned_existing |  | CONFIDENTIAL | CONFIDENTIAL | transfer_purchase | 1 | hydro | hydro_2023_2 | 70% | 1 | CONFIDENTIAL | CONFIDENTIAL | ok | special | 1 | 0 | transfer_purchase_NA_CONFIDENTIAL | 0 | 0 | 1 | 1 | 1 | 0 | 1 | 0 | 0 | 1
PCEA | transfer_purchase | NA | 2023 | 3 | 21.8548 | CONFIDENTIAL | CONFIDENTIAL | planned_existing |  | CONFIDENTIAL | CONFIDENTIAL | transfer_purchase | 1 | hydro | hydro_2023_3 | 73% | 1 | CONFIDENTIAL | CONFIDENTIAL | ok | special | 1 | 0 | transfer_purchase_NA_CONFIDENTIAL | 0 | 0 | 1 | 1 | 1 | 0 | 1 | 0 | 0 | 1
PCEA | transfer_purchase | NA | 2023 | 4 | 19.7726 | CONFIDENTIAL | CONFIDENTIAL | planned_existing |  | CONFIDENTIAL | CONFIDENTIAL | transfer_purchase | 1 | hydro | hydro_2023_4 | 72% | 1 | CONFIDENTIAL | CONFIDENTIAL | ok | special | 1 | 0 | transfer_purchase_NA_CONFIDENTIAL | 0 | 0 | 1 | 1 | 1 | 0 | 1 | 0 | 0 | 1
PCEA | transfer_purchase | NA | 2023 | 5 | 26.0467 | CONFIDENTIAL | CONFIDENTIAL | planned_existing |  | CONFIDENTIAL | CONFIDENTIAL | transfer_purchase | 1 | hydro | hydro_2023_5 | 69% | 1 | CONFIDENTIAL | CONFIDENTIAL | ok | special | 1 | 0 | transfer_purchase_NA_CONFIDENTIAL | 0 | 0 | 1 | 1 | 1 | 0 | 1 | 0 | 0 | 1
PCEA | transfer_purchase | NA | 2023 | 6 | 22.386 | CONFIDENTIAL | CONFIDENTIAL | planned_existing |  | CONFIDENTIAL | CONFIDENTIAL | transfer_purchase | 1 | hydro | hydro_2023_6 | 74% | 1 | CONFIDENTIAL | CONFIDENTIAL | ok | special | 1 | 0 | transfer_purchase_NA_CONFIDENTIAL | 0 | 0 | 1 | 1 | 1 | 0 | 1 | 0 | 0 | 1
PCEA | transfer_purchase | NA | 2023 | 7 | 27.6629 | CONFIDENTIAL | CONFIDENTIAL | planned_existing |  | CONFIDENTIAL | CONFIDENTIAL | transfer_purchase | 1 | hydro | hydro_2023_7 | 73% | 1 | CONFIDENTIAL | CONFIDENTIAL | ok | special | 1 | 0 | transfer_purchase_NA_CONFIDENTIAL | 0 | 0 | 1 | 1 | 1 | 0 | 1 | 0 | 0 | 1
PCEA | transfer_purchase | NA | 2023 | 8 | 23.8327 | CONFIDENTIAL | CONFIDENTIAL | planned_existing |  | CONFIDENTIAL | CONFIDENTIAL | transfer_purchase | 1 | hydro | hydro_2023_8 | 72% | 1 | CONFIDENTIAL | CONFIDENTIAL | ok | special | 1 | 0 | transfer_purchase_NA_CONFIDENTIAL | 0 | 0 | 1 | 1 | 1 | 0 | 1 | 0 | 0 | 1
PCEA | transfer_purchase | NA | 2023 | 9 | 18.5588 | CONFIDENTIAL | CONFIDENTIAL | planned_existing |  | CONFIDENTIAL | CONFIDENTIAL | transfer_purchase | 1 | hydro | hydro_2023_9 | 71% | 1 | CONFIDENTIAL | CONFIDENTIAL | ok | special | 1 | 0 | transfer_purchase_NA_CONFIDENTIAL | 0 | 0 | 1 | 1 | 1 | 0 | 1 | 0 | 0 | 1
PCEA | transfer_purchase | NA | 2023 | 10 | 15.9623 | CONFIDENTIAL | CONFIDENTIAL | planned_existing |  | CONFIDENTIAL | CONFIDENTIAL | transfer_purchase | 1 | hydro | hydro_2023_10 | 64% | 1 | CONFIDENTIAL | CONFIDENTIAL | ok | special | 1 | 0 | transfer_purchase_NA_CONFIDENTIAL | 0 | 0 | 1 | 1 | 1 | 0 | 1 | 0 | 0 | 1
PCEA | transfer_purchase | NA | 2023 | 11 | 16.016 | CONFIDENTIAL | CONFIDENTIAL | planned_existing |  | CONFIDENTIAL | CONFIDENTIAL | transfer_purchase | 1 | hydro | hydro_2023_11 | 56% | 1 | CONFIDENTIAL | CONFIDENTIAL | ok | special | 1 | 0 | transfer_purchase_NA_CONFIDENTIAL | 0 | 0 | 1 | 1 | 1 | 0 | 1 | 0 | 0 | 1
PCEA | transfer_purchase | NA | 2023 | 12 | 13.6187 | CONFIDENTIAL | CONFIDENTIAL | planned_existing |  | CONFIDENTIAL | CONFIDENTIAL | transfer_purchase | 1 | hydro | hydro_2023_12 | 64% | 1 | CONFIDENTIAL | CONFIDENTIAL | ok | special | 1 | 0 | transfer_purchase_NA_CONFIDENTIAL | 0 | 0 | 1 | 1 | 1 | 0 | 1 | 0 | 0 | 1
PCEA | transfer_purchase | NA | 2024 | 1 | 19.2585 | CONFIDENTIAL | CONFIDENTIAL | planned_existing |  | CONFIDENTIAL | CONFIDENTIAL | transfer_purchase | 1 | hydro | hydro_2024_1 | 60% | 1 | CONFIDENTIAL | CONFIDENTIAL | ok | special | 1 | 0 | transfer_purchase_NA_CONFIDENTIAL | 0 | 0 | 1 | 1 | 1 | 0 | 1 | 0 | 0 | 1
PCEA | transfer_purchase | NA | 2024 | 2 | 16.4952 | CONFIDENTIAL | CONFIDENTIAL | planned_existing |  | CONFIDENTIAL | CONFIDENTIAL | transfer_purchase | 1 | hydro | hydro_2024_2 | 70% | 1 | CONFIDENTIAL | CONFIDENTIAL | ok | special | 1 | 0 | transfer_purchase_NA_CONFIDENTIAL | 0 | 0 | 1 | 1 | 1 | 0 | 1 | 0 | 0 | 1
PCEA | transfer_purchase | NA | 2024 | 3 | 21.8548 | CONFIDENTIAL | CONFIDENTIAL | planned_existing |  | CONFIDENTIAL | CONFIDENTIAL | transfer_purchase | 1 | hydro | hydro_2024_3 | 73% | 1 | CONFIDENTIAL | CONFIDENTIAL | ok | special | 1 | 0 | transfer_purchase_NA_CONFIDENTIAL | 0 | 0 | 1 | 1 | 1 | 0 | 1 | 0 | 0 | 1
PCEA | transfer_purchase | NA | 2024 | 4 | 19.7726 | CONFIDENTIAL | CONFIDENTIAL | planned_existing |  | CONFIDENTIAL | CONFIDENTIAL | transfer_purchase | 1 | hydro | hydro_2024_4 | 72% | 1 | CONFIDENTIAL | CONFIDENTIAL | ok | special | 1 | 0 | transfer_purchase_NA_CONFIDENTIAL | 0 | 0 | 1 | 1 | 1 | 0 | 1 | 0 | 0 | 1
PCEA | transfer_purchase | NA | 2024 | 5 | 26.0467 | CONFIDENTIAL | CONFIDENTIAL | planned_existing |  | CONFIDENTIAL | CONFIDENTIAL | transfer_purchase | 1 | hydro | hydro_2024_5 | 69% | 1 | CONFIDENTIAL | CONFIDENTIAL | ok | special | 1 | 0 | transfer_purchase_NA_CONFIDENTIAL | 0 | 0 | 1 | 1 | 1 | 0 | 1 | 0 | 0 | 1
PCEA | transfer_purchase | NA | 2024 | 6 | 22.386 | CONFIDENTIAL | CONFIDENTIAL | planned_existing |  | CONFIDENTIAL | CONFIDENTIAL | transfer_purchase | 1 | hydro | hydro_2024_6 | 74% | 1 | CONFIDENTIAL | CONFIDENTIAL | ok | special | 1 | 0 | transfer_purchase_NA_CONFIDENTIAL | 0 | 0 | 1 | 1 | 1 | 0 | 1 | 0 | 0 | 1
PCEA | transfer_purchase | NA | 2024 | 7 | 27.6629 | CONFIDENTIAL | CONFIDENTIAL | planned_existing |  | CONFIDENTIAL | CONFIDENTIAL | transfer_purchase | 1 | hydro | hydro_2024_7 | 73% | 1 | CONFIDENTIAL | CONFIDENTIAL | ok | special | 1 | 0 | transfer_purchase_NA_CONFIDENTIAL | 0 | 0 | 1 | 1 | 1 | 0 | 1 | 0 | 0 | 1
PCEA | transfer_purchase | NA | 2024 | 8 | 23.8327 | CONFIDENTIAL | CONFIDENTIAL | planned_existing |  | CONFIDENTIAL | CONFIDENTIAL | transfer_purchase | 1 | hydro | hydro_2024_8 | 72% | 1 | CONFIDENTIAL | CONFIDENTIAL | ok | special | 1 | 0 | transfer_purchase_NA_CONFIDENTIAL | 0 | 0 | 1 | 1 | 1 | 0 | 1 | 0 | 0 | 1
PCEA | transfer_purchase | NA | 2024 | 9 | 18.5588 | CONFIDENTIAL | CONFIDENTIAL | planned_existing |  | CONFIDENTIAL | CONFIDENTIAL | transfer_purchase | 1 | hydro | hydro_2024_9 | 71% | 1 | CONFIDENTIAL | CONFIDENTIAL | ok | special | 1 | 0 | transfer_purchase_NA_CONFIDENTIAL | 0 | 0 | 1 | 1 | 1 | 0 | 1 | 0 | 0 | 1
PCEA | transfer_purchase | NA | 2024 | 10 | 15.9623 | CONFIDENTIAL | CONFIDENTIAL | planned_existing |  | CONFIDENTIAL | CONFIDENTIAL | transfer_purchase | 1 | hydro | hydro_2024_10 | 64% | 1 | CONFIDENTIAL | CONFIDENTIAL | ok | special | 1 | 0 | transfer_purchase_NA_CONFIDENTIAL | 0 | 0 | 1 | 1 | 1 | 0 | 1 | 0 | 0 | 1
PCEA | transfer_purchase | NA | 2024 | 11 | 16.016 | CONFIDENTIAL | CONFIDENTIAL | planned_existing |  | CONFIDENTIAL | CONFIDENTIAL | transfer_purchase | 1 | hydro | hydro_2024_11 | 56% | 1 | CONFIDENTIAL | CONFIDENTIAL | ok | special | 1 | 0 | transfer_purchase_NA_CONFIDENTIAL | 0 | 0 | 1 | 1 | 1 | 0 | 1 | 0 | 0 | 1
PCEA | transfer_purchase | NA | 2024 | 12 | 13.6187 | CONFIDENTIAL | CONFIDENTIAL | planned_existing |  | CONFIDENTIAL | CONFIDENTIAL | transfer_purchase | 1 | hydro | hydro_2024_12 | 64% | 1 | CONFIDENTIAL | CONFIDENTIAL | ok | special | 1 | 0 | transfer_purchase_NA_CONFIDENTIAL | 0 | 0 | 1 | 1 | 1 | 0 | 1 | 0 | 0 | 1
PCEA | transfer_purchase | NA | 2021 | 1 | 31.7277 | CONFIDENTIAL | CONFIDENTIAL | planned_existing |  | CONFIDENTIAL | CONFIDENTIAL | transfer_purchase | 1 | hydro | hydro_2021_1 | 60% | 1 | CONFIDENTIAL | CONFIDENTIAL | ok | special | 1 | 0 | transfer_purchase_NA_CONFIDENTIAL | 0 | 0 | 1 | 1 | 1 | 0 | 1 | 0 | 0 | 1
PCEA | transfer_purchase | NA | 2021 | 2 | 33.9669 | CONFIDENTIAL | CONFIDENTIAL | planned_existing |  | CONFIDENTIAL | CONFIDENTIAL | transfer_purchase | 1 | hydro | hydro_2021_2 | 70% | 1 | CONFIDENTIAL | CONFIDENTIAL | ok | special | 1 | 0 | transfer_purchase_NA_CONFIDENTIAL | 0 | 0 | 1 | 1 | 1 | 0 | 1 | 0 | 0 | 1
PCEA | transfer_purchase | NA | 2021 | 3 | 34.1874 | CONFIDENTIAL | CONFIDENTIAL | planned_existing |  | CONFIDENTIAL | CONFIDENTIAL | transfer_purchase | 1 | hydro | hydro_2021_3 | 73% | 1 | CONFIDENTIAL | CONFIDENTIAL | ok | special | 1 | 0 | transfer_purchase_NA_CONFIDENTIAL | 0 | 0 | 1 | 1 | 1 | 0 | 1 | 0 | 0 | 1
PCEA | transfer_purchase | NA | 2021 | 4 | 30.9953 | CONFIDENTIAL | CONFIDENTIAL | planned_existing |  | CONFIDENTIAL | CONFIDENTIAL | transfer_purchase | 1 | hydro | hydro_2021_4 | 72% | 1 | CONFIDENTIAL | CONFIDENTIAL | ok | special | 1 | 0 | transfer_purchase_NA_CONFIDENTIAL | 0 | 0 | 1 | 1 | 1 | 0 | 1 | 0 | 0 | 1
PCEA | transfer_purchase | NA | 2021 | 5 | 36.752 | CONFIDENTIAL | CONFIDENTIAL | planned_existing |  | CONFIDENTIAL | CONFIDENTIAL | transfer_purchase | 1 | hydro | hydro_2021_5 | 69% | 1 | CONFIDENTIAL | CONFIDENTIAL | ok | special | 1 | 0 | transfer_purchase_NA_CONFIDENTIAL | 0 | 0 | 1 | 1 | 1 | 0 | 1 | 0 | 0 | 1
PCEA | transfer_purchase | NA | 2021 | 6 | 42.3348 | CONFIDENTIAL | CONFIDENTIAL | planned_existing |  | CONFIDENTIAL | CONFIDENTIAL | transfer_purchase | 1 | hydro | hydro_2021_6 | 74% | 1 | CONFIDENTIAL | CONFIDENTIAL | ok | special | 1 | 0 | transfer_purchase_NA_CONFIDENTIAL | 0 | 0 | 1 | 1 | 1 | 0 | 1 | 0 | 0 | 1
PCEA | transfer_purchase | NA | 2021 | 7 | 26.0222 | CONFIDENTIAL | CONFIDENTIAL | planned_existing |  | CONFIDENTIAL | CONFIDENTIAL | transfer_purchase | 1 | hydro | hydro_2021_7 | 73% | 1 | CONFIDENTIAL | CONFIDENTIAL | ok | special | 1 | 0 | transfer_purchase_NA_CONFIDENTIAL | 0 | 0 | 1 | 1 | 1 | 0 | 1 | 0 | 0 | 1
PCEA | transfer_purchase | NA | 2021 | 8 | 20.985 | CONFIDENTIAL | CONFIDENTIAL | planned_existing |  | CONFIDENTIAL | CONFIDENTIAL | transfer_purchase | 1 | hydro | hydro_2021_8 | 72% | 1 | CONFIDENTIAL | CONFIDENTIAL | ok | special | 1 | 0 | transfer_purchase_NA_CONFIDENTIAL | 0 | 0 | 1 | 1 | 1 | 0 | 1 | 0 | 0 | 1
PCEA | transfer_purchase | NA | 2021 | 9 | 20.1571 | CONFIDENTIAL | CONFIDENTIAL | planned_existing |  | CONFIDENTIAL | CONFIDENTIAL | transfer_purchase | 1 | hydro | hydro_2021_9 | 71% | 1 | CONFIDENTIAL | CONFIDENTIAL | ok | special | 1 | 0 | transfer_purchase_NA_CONFIDENTIAL | 0 | 0 | 1 | 1 | 1 | 0 | 1 | 0 | 0 | 1
PCEA | transfer_purchase | NA | 2021 | 10 | 21.7877 | CONFIDENTIAL | CONFIDENTIAL | planned_existing |  | CONFIDENTIAL | CONFIDENTIAL | transfer_purchase | 1 | hydro | hydro_2021_10 | 64% | 1 | CONFIDENTIAL | CONFIDENTIAL | ok | special | 1 | 0 | transfer_purchase_NA_CONFIDENTIAL | 0 | 0 | 1 | 1 | 1 | 0 | 1 | 0 | 0 | 1
PCEA | transfer_purchase | NA | 2021 | 11 | 22.3883 | CONFIDENTIAL | CONFIDENTIAL | planned_existing |  | CONFIDENTIAL | CONFIDENTIAL | transfer_purchase | 1 | hydro | hydro_2021_11 | 56% | 1 | CONFIDENTIAL | CONFIDENTIAL | ok | special | 1 | 0 | transfer_purchase_NA_CONFIDENTIAL | 0 | 0 | 1 | 1 | 1 | 0 | 1 | 0 | 0 | 1
PCEA | transfer_purchase | NA | 2021 | 12 | 25.8485 | CONFIDENTIAL | CONFIDENTIAL | planned_existing |  | CONFIDENTIAL | CONFIDENTIAL | transfer_purchase | 1 | hydro | hydro_2021_12 | 64% | 1 | CONFIDENTIAL | CONFIDENTIAL | ok | special | 1 | 0 | transfer_purchase_NA_CONFIDENTIAL | 0 | 0 | 1 | 1 | 1 | 0 | 1 | 0 | 0 | 1
PCEA | transfer_purchase | NA | 2022 | 1 | 31.7277 | CONFIDENTIAL | CONFIDENTIAL | planned_existing |  | CONFIDENTIAL | CONFIDENTIAL | transfer_purchase | 1 | hydro | hydro_2022_1 | 60% | 1 | CONFIDENTIAL | CONFIDENTIAL | ok | special | 1 | 0 | transfer_purchase_NA_CONFIDENTIAL | 0 | 0 | 1 | 1 | 1 | 0 | 1 | 0 | 0 | 1
PCEA | transfer_purchase | NA | 2022 | 2 | 33.9669 | CONFIDENTIAL | CONFIDENTIAL | planned_existing |  | CONFIDENTIAL | CONFIDENTIAL | transfer_purchase | 1 | hydro | hydro_2022_2 | 70% | 1 | CONFIDENTIAL | CONFIDENTIAL | ok | special | 1 | 0 | transfer_purchase_NA_CONFIDENTIAL | 0 | 0 | 1 | 1 | 1 | 0 | 1 | 0 | 0 | 1
PCEA | transfer_purchase | NA | 2022 | 3 | 34.1874 | CONFIDENTIAL | CONFIDENTIAL | planned_existing |  | CONFIDENTIAL | CONFIDENTIAL | transfer_purchase | 1 | hydro | hydro_2022_3 | 73% | 1 | CONFIDENTIAL | CONFIDENTIAL | ok | special | 1 | 0 | transfer_purchase_NA_CONFIDENTIAL | 0 | 0 | 1 | 1 | 1 | 0 | 1 | 0 | 0 | 1
PCEA | transfer_purchase | NA | 2022 | 4 | 30.9953 | CONFIDENTIAL | CONFIDENTIAL | planned_existing |  | CONFIDENTIAL | CONFIDENTIAL | transfer_purchase | 1 | hydro | hydro_2022_4 | 72% | 1 | CONFIDENTIAL | CONFIDENTIAL | ok | special | 1 | 0 | transfer_purchase_NA_CONFIDENTIAL | 0 | 0 | 1 | 1 | 1 | 0 | 1 | 0 | 0 | 1
PCEA | transfer_purchase | NA | 2022 | 5 | 36.752 | CONFIDENTIAL | CONFIDENTIAL | planned_existing |  | CONFIDENTIAL | CONFIDENTIAL | transfer_purchase | 1 | hydro | hydro_2022_5 | 69% | 1 | CONFIDENTIAL | CONFIDENTIAL | ok | special | 1 | 0 | transfer_purchase_NA_CONFIDENTIAL | 0 | 0 | 1 | 1 | 1 | 0 | 1 | 0 | 0 | 1
PCEA | transfer_purchase | NA | 2022 | 6 | 42.3348 | CONFIDENTIAL | CONFIDENTIAL | planned_existing |  | CONFIDENTIAL | CONFIDENTIAL | transfer_purchase | 1 | hydro | hydro_2022_6 | 74% | 1 | CONFIDENTIAL | CONFIDENTIAL | ok | special | 1 | 0 | transfer_purchase_NA_CONFIDENTIAL | 0 | 0 | 1 | 1 | 1 | 0 | 1 | 0 | 0 | 1
PCEA | transfer_purchase | NA | 2022 | 7 | 26.0222 | CONFIDENTIAL | CONFIDENTIAL | planned_existing |  | CONFIDENTIAL | CONFIDENTIAL | transfer_purchase | 1 | hydro | hydro_2022_7 | 73% | 1 | CONFIDENTIAL | CONFIDENTIAL | ok | special | 1 | 0 | transfer_purchase_NA_CONFIDENTIAL | 0 | 0 | 1 | 1 | 1 | 0 | 1 | 0 | 0 | 1
PCEA | transfer_purchase | NA | 2022 | 8 | 20.985 | CONFIDENTIAL | CONFIDENTIAL | planned_existing |  | CONFIDENTIAL | CONFIDENTIAL | transfer_purchase | 1 | hydro | hydro_2022_8 | 72% | 1 | CONFIDENTIAL | CONFIDENTIAL | ok | special | 1 | 0 | transfer_purchase_NA_CONFIDENTIAL | 0 | 0 | 1 | 1 | 1 | 0 | 1 | 0 | 0 | 1
PCEA | transfer_purchase | NA | 2022 | 9 | 20.1571 | CONFIDENTIAL | CONFIDENTIAL | planned_existing |  | CONFIDENTIAL | CONFIDENTIAL | transfer_purchase | 1 | hydro | hydro_2022_9 | 71% | 1 | CONFIDENTIAL | CONFIDENTIAL | ok | special | 1 | 0 | transfer_purchase_NA_CONFIDENTIAL | 0 | 0 | 1 | 1 | 1 | 0 | 1 | 0 | 0 | 1
PCEA | transfer_purchase | NA | 2022 | 10 | 21.7877 | CONFIDENTIAL | CONFIDENTIAL | planned_existing |  | CONFIDENTIAL | CONFIDENTIAL | transfer_purchase | 1 | hydro | hydro_2022_10 | 64% | 1 | CONFIDENTIAL | CONFIDENTIAL | ok | special | 1 | 0 | transfer_purchase_NA_CONFIDENTIAL | 0 | 0 | 1 | 1 | 1 | 0 | 1 | 0 | 0 | 1
PCEA | transfer_purchase | NA | 2022 | 11 | 22.3883 | CONFIDENTIAL | CONFIDENTIAL | planned_existing |  | CONFIDENTIAL | CONFIDENTIAL | transfer_purchase | 1 | hydro | hydro_2022_11 | 56% | 1 | CONFIDENTIAL | CONFIDENTIAL | ok | special | 1 | 0 | transfer_purchase_NA_CONFIDENTIAL | 0 | 0 | 1 | 1 | 1 | 0 | 1 | 0 | 0 | 1
PCEA | transfer_purchase | NA | 2022 | 12 | 25.8485 | CONFIDENTIAL | CONFIDENTIAL | planned_existing |  | CONFIDENTIAL | CONFIDENTIAL | transfer_purchase | 1 | hydro | hydro_2022_12 | 64% | 1 | CONFIDENTIAL | CONFIDENTIAL | ok | special | 1 | 0 | transfer_purchase_NA_CONFIDENTIAL | 0 | 0 | 1 | 1 | 1 | 0 | 1 | 0 | 0 | 1
PCEA | transfer_purchase | NA | 2023 | 1 | 31.7277 | CONFIDENTIAL | CONFIDENTIAL | planned_existing |  | CONFIDENTIAL | CONFIDENTIAL | transfer_purchase | 1 | hydro | hydro_2023_1 | 60% | 1 | CONFIDENTIAL | CONFIDENTIAL | ok | special | 1 | 0 | transfer_purchase_NA_CONFIDENTIAL | 0 | 0 | 1 | 1 | 1 | 0 | 1 | 0 | 0 | 1
PCEA | transfer_purchase | NA | 2023 | 2 | 33.9669 | CONFIDENTIAL | CONFIDENTIAL | planned_existing |  | CONFIDENTIAL | CONFIDENTIAL | transfer_purchase | 1 | hydro | hydro_2023_2 | 70% | 1 | CONFIDENTIAL | CONFIDENTIAL | ok | special | 1 | 0 | transfer_purchase_NA_CONFIDENTIAL | 0 | 0 | 1 | 1 | 1 | 0 | 1 | 0 | 0 | 1
PCEA | transfer_purchase | NA | 2023 | 3 | 34.1874 | CONFIDENTIAL | CONFIDENTIAL | planned_existing |  | CONFIDENTIAL | CONFIDENTIAL | transfer_purchase | 1 | hydro | hydro_2023_3 | 73% | 1 | CONFIDENTIAL | CONFIDENTIAL | ok | special | 1 | 0 | transfer_purchase_NA_CONFIDENTIAL | 0 | 0 | 1 | 1 | 1 | 0 | 1 | 0 | 0 | 1
PCEA | transfer_purchase | NA | 2023 | 4 | 30.9953 | CONFIDENTIAL | CONFIDENTIAL | planned_existing |  | CONFIDENTIAL | CONFIDENTIAL | transfer_purchase | 1 | hydro | hydro_2023_4 | 72% | 1 | CONFIDENTIAL | CONFIDENTIAL | ok | special | 1 | 0 | transfer_purchase_NA_CONFIDENTIAL | 0 | 0 | 1 | 1 | 1 | 0 | 1 | 0 | 0 | 1
PCEA | transfer_purchase | NA | 2023 | 5 | 36.752 | CONFIDENTIAL | CONFIDENTIAL | planned_existing |  | CONFIDENTIAL | CONFIDENTIAL | transfer_purchase | 1 | hydro | hydro_2023_5 | 69% | 1 | CONFIDENTIAL | CONFIDENTIAL | ok | special | 1 | 0 | transfer_purchase_NA_CONFIDENTIAL | 0 | 0 | 1 | 1 | 1 | 0 | 1 | 0 | 0 | 1
PCEA | transfer_purchase | NA | 2023 | 6 | 42.3348 | CONFIDENTIAL | CONFIDENTIAL | planned_existing |  | CONFIDENTIAL | CONFIDENTIAL | transfer_purchase | 1 | hydro | hydro_2023_6 | 74% | 1 | CONFIDENTIAL | CONFIDENTIAL | ok | special | 1 | 0 | transfer_purchase_NA_CONFIDENTIAL | 0 | 0 | 1 | 1 | 1 | 0 | 1 | 0 | 0 | 1
PCEA | transfer_purchase | NA | 2023 | 7 | 26.0222 | CONFIDENTIAL | CONFIDENTIAL | planned_existing |  | CONFIDENTIAL | CONFIDENTIAL | transfer_purchase | 1 | hydro | hydro_2023_7 | 73% | 1 | CONFIDENTIAL | CONFIDENTIAL | ok | special | 1 | 0 | transfer_purchase_NA_CONFIDENTIAL | 0 | 0 | 1 | 1 | 1 | 0 | 1 | 0 | 0 | 1
PCEA | transfer_purchase | NA | 2023 | 8 | 20.985 | CONFIDENTIAL | CONFIDENTIAL | planned_existing |  | CONFIDENTIAL | CONFIDENTIAL | transfer_purchase | 1 | hydro | hydro_2023_8 | 72% | 1 | CONFIDENTIAL | CONFIDENTIAL | ok | special | 1 | 0 | transfer_purchase_NA_CONFIDENTIAL | 0 | 0 | 1 | 1 | 1 | 0 | 1 | 0 | 0 | 1
PCEA | transfer_purchase | NA | 2023 | 9 | 20.1571 | CONFIDENTIAL | CONFIDENTIAL | planned_existing |  | CONFIDENTIAL | CONFIDENTIAL | transfer_purchase | 1 | hydro | hydro_2023_9 | 71% | 1 | CONFIDENTIAL | CONFIDENTIAL | ok | special | 1 | 0 | transfer_purchase_NA_CONFIDENTIAL | 0 | 0 | 1 | 1 | 1 | 0 | 1 | 0 | 0 | 1
PCEA | transfer_purchase | NA | 2023 | 10 | 21.7877 | CONFIDENTIAL | CONFIDENTIAL | planned_existing |  | CONFIDENTIAL | CONFIDENTIAL | transfer_purchase | 1 | hydro | hydro_2023_10 | 64% | 1 | CONFIDENTIAL | CONFIDENTIAL | ok | special | 1 | 0 | transfer_purchase_NA_CONFIDENTIAL | 0 | 0 | 1 | 1 | 1 | 0 | 1 | 0 | 0 | 1
PCEA | transfer_purchase | NA | 2023 | 11 | 22.3883 | CONFIDENTIAL | CONFIDENTIAL | planned_existing |  | CONFIDENTIAL | CONFIDENTIAL | transfer_purchase | 1 | hydro | hydro_2023_11 | 56% | 1 | CONFIDENTIAL | CONFIDENTIAL | ok | special | 1 | 0 | transfer_purchase_NA_CONFIDENTIAL | 0 | 0 | 1 | 1 | 1 | 0 | 1 | 0 | 0 | 1
PCEA | transfer_purchase | NA | 2023 | 12 | 25.8485 | CONFIDENTIAL | CONFIDENTIAL | planned_existing |  | CONFIDENTIAL | CONFIDENTIAL | transfer_purchase | 1 | hydro | hydro_2023_12 | 64% | 1 | CONFIDENTIAL | CONFIDENTIAL | ok | special | 1 | 0 | transfer_purchase_NA_CONFIDENTIAL | 0 | 0 | 1 | 1 | 1 | 0 | 1 | 0 | 0 | 1
PCEA | transfer_purchase | NA | 2024 | 1 | 31.7277 | CONFIDENTIAL | CONFIDENTIAL | planned_existing |  | CONFIDENTIAL | CONFIDENTIAL | transfer_purchase | 1 | hydro | hydro_2024_1 | 60% | 1 | CONFIDENTIAL | CONFIDENTIAL | ok | special | 1 | 0 | transfer_purchase_NA_CONFIDENTIAL | 0 | 0 | 1 | 1 | 1 | 0 | 1 | 0 | 0 | 1
PCEA | transfer_purchase | NA | 2024 | 2 | 33.9669 | CONFIDENTIAL | CONFIDENTIAL | planned_existing |  | CONFIDENTIAL | CONFIDENTIAL | transfer_purchase | 1 | hydro | hydro_2024_2 | 70% | 1 | CONFIDENTIAL | CONFIDENTIAL | ok | special | 1 | 0 | transfer_purchase_NA_CONFIDENTIAL | 0 | 0 | 1 | 1 | 1 | 0 | 1 | 0 | 0 | 1
PCEA | transfer_purchase | NA | 2024 | 3 | 34.1874 | CONFIDENTIAL | CONFIDENTIAL | planned_existing |  | CONFIDENTIAL | CONFIDENTIAL | transfer_purchase | 1 | hydro | hydro_2024_3 | 73% | 1 | CONFIDENTIAL | CONFIDENTIAL | ok | special | 1 | 0 | transfer_purchase_NA_CONFIDENTIAL | 0 | 0 | 1 | 1 | 1 | 0 | 1 | 0 | 0 | 1
PCEA | transfer_purchase | NA | 2024 | 4 | 30.9953 | CONFIDENTIAL | CONFIDENTIAL | planned_existing |  | CONFIDENTIAL | CONFIDENTIAL | transfer_purchase | 1 | hydro | hydro_2024_4 | 72% | 1 | CONFIDENTIAL | CONFIDENTIAL | ok | special | 1 | 0 | transfer_purchase_NA_CONFIDENTIAL | 0 | 0 | 1 | 1 | 1 | 0 | 1 | 0 | 0 | 1
PCEA | transfer_purchase | NA | 2024 | 5 | 36.752 | CONFIDENTIAL | CONFIDENTIAL | planned_existing |  | CONFIDENTIAL | CONFIDENTIAL | transfer_purchase | 1 | hydro | hydro_2024_5 | 69% | 1 | CONFIDENTIAL | CONFIDENTIAL | ok | special | 1 | 0 | transfer_purchase_NA_CONFIDENTIAL | 0 | 0 | 1 | 1 | 1 | 0 | 1 | 0 | 0 | 1
PCEA | transfer_purchase | NA | 2024 | 6 | 42.3348 | CONFIDENTIAL | CONFIDENTIAL | planned_existing |  | CONFIDENTIAL | CONFIDENTIAL | transfer_purchase | 1 | hydro | hydro_2024_6 | 74% | 1 | CONFIDENTIAL | CONFIDENTIAL | ok | special | 1 | 0 | transfer_purchase_NA_CONFIDENTIAL | 0 | 0 | 1 | 1 | 1 | 0 | 1 | 0 | 0 | 1
PCEA | transfer_purchase | NA | 2024 | 7 | 26.0222 | CONFIDENTIAL | CONFIDENTIAL | planned_existing |  | CONFIDENTIAL | CONFIDENTIAL | transfer_purchase | 1 | hydro | hydro_2024_7 | 73% | 1 | CONFIDENTIAL | CONFIDENTIAL | ok | special | 1 | 0 | transfer_purchase_NA_CONFIDENTIAL | 0 | 0 | 1 | 1 | 1 | 0 | 1 | 0 | 0 | 1
PCEA | transfer_purchase | NA | 2024 | 8 | 20.985 | CONFIDENTIAL | CONFIDENTIAL | planned_existing |  | CONFIDENTIAL | CONFIDENTIAL | transfer_purchase | 1 | hydro | hydro_2024_8 | 72% | 1 | CONFIDENTIAL | CONFIDENTIAL | ok | special | 1 | 0 | transfer_purchase_NA_CONFIDENTIAL | 0 | 0 | 1 | 1 | 1 | 0 | 1 | 0 | 0 | 1
PCEA | transfer_purchase | NA | 2024 | 9 | 20.1571 | CONFIDENTIAL | CONFIDENTIAL | planned_existing |  | CONFIDENTIAL | CONFIDENTIAL | transfer_purchase | 1 | hydro | hydro_2024_9 | 71% | 1 | CONFIDENTIAL | CONFIDENTIAL | ok | special | 1 | 0 | transfer_purchase_NA_CONFIDENTIAL | 0 | 0 | 1 | 1 | 1 | 0 | 1 | 0 | 0 | 1
PCEA | transfer_purchase | NA | 2024 | 10 | 21.7877 | CONFIDENTIAL | CONFIDENTIAL | planned_existing |  | CONFIDENTIAL | CONFIDENTIAL | transfer_purchase | 1 | hydro | hydro_2024_10 | 64% | 1 | CONFIDENTIAL | CONFIDENTIAL | ok | special | 1 | 0 | transfer_purchase_NA_CONFIDENTIAL | 0 | 0 | 1 | 1 | 1 | 0 | 1 | 0 | 0 | 1
PCEA | transfer_purchase | NA | 2024 | 11 | 22.3883 | CONFIDENTIAL | CONFIDENTIAL | planned_existing |  | CONFIDENTIAL | CONFIDENTIAL | transfer_purchase | 1 | hydro | hydro_2024_11 | 56% | 1 | CONFIDENTIAL | CONFIDENTIAL | ok | special | 1 | 0 | transfer_purchase_NA_CONFIDENTIAL | 0 | 0 | 1 | 1 | 1 | 0 | 1 | 0 | 0 | 1
PCEA | transfer_purchase | NA | 2024 | 12 | 25.8485 | CONFIDENTIAL | CONFIDENTIAL | planned_existing |  | CONFIDENTIAL | CONFIDENTIAL | transfer_purchase | 1 | hydro | hydro_2024_12 | 64% | 1 | CONFIDENTIAL | CONFIDENTIAL | ok | special | 1 | 0 | transfer_purchase_NA_CONFIDENTIAL | 0 | 0 | 1 | 1 | 1 | 0 | 1 | 0 | 0 | 1
PCEA | new_generic_battery_storage | NA | 2023 | 1 | 0 | CONFIDENTIAL | CONFIDENTIAL | planned_new | 4 | CONFIDENTIAL | CONFIDENTIAL | CAISO_Battery | 0 | battery | battery_2023_1 | 100% | 1 | CONFIDENTIAL | CONFIDENTIAL | ok | new_generic | 0 | 0 | new_generic_battery_storage_NA_CONFIDENTIAL | 1 | 20 | 1 | 1 | 1 | 0 | 1 | 0 | 0 | 1
PCEA | new_generic_battery_storage | NA | 2023 | 2 | 0 | CONFIDENTIAL | CONFIDENTIAL | planned_new | 4 | CONFIDENTIAL | CONFIDENTIAL | CAISO_Battery | 0 | battery | battery_2023_2 | 100% | 1 | CONFIDENTIAL | CONFIDENTIAL | ok | new_generic | 0 | 0 | new_generic_battery_storage_NA_CONFIDENTIAL | 0 | 0 | 1 | 1 | 1 | 0 | 1 | 0 | 0 | 1
PCEA | new_generic_battery_storage | NA | 2023 | 3 | 0 | CONFIDENTIAL | CONFIDENTIAL | planned_new | 4 | CONFIDENTIAL | CONFIDENTIAL | CAISO_Battery | 0 | battery | battery_2023_3 | 100% | 1 | CONFIDENTIAL | CONFIDENTIAL | ok | new_generic | 0 | 0 | new_generic_battery_storage_NA_CONFIDENTIAL | 0 | 0 | 1 | 1 | 1 | 0 | 1 | 0 | 0 | 1
PCEA | new_generic_battery_storage | NA | 2023 | 4 | 0 | CONFIDENTIAL | CONFIDENTIAL | planned_new | 4 | CONFIDENTIAL | CONFIDENTIAL | CAISO_Battery | 0 | battery | battery_2023_4 | 100% | 1 | CONFIDENTIAL | CONFIDENTIAL | ok | new_generic | 0 | 0 | new_generic_battery_storage_NA_CONFIDENTIAL | 0 | 0 | 1 | 1 | 1 | 0 | 1 | 0 | 0 | 1
PCEA | new_generic_battery_storage | NA | 2023 | 5 | 0 | CONFIDENTIAL | CONFIDENTIAL | planned_new | 4 | CONFIDENTIAL | CONFIDENTIAL | CAISO_Battery | 0 | battery | battery_2023_5 | 100% | 1 | CONFIDENTIAL | CONFIDENTIAL | ok | new_generic | 0 | 0 | new_generic_battery_storage_NA_CONFIDENTIAL | 0 | 0 | 1 | 1 | 1 | 0 | 1 | 0 | 0 | 1
PCEA | new_generic_battery_storage | NA | 2023 | 6 | 0 | CONFIDENTIAL | CONFIDENTIAL | planned_new | 4 | CONFIDENTIAL | CONFIDENTIAL | CAISO_Battery | 0 | battery | battery_2023_6 | 100% | 1 | CONFIDENTIAL | CONFIDENTIAL | ok | new_generic | 0 | 0 | new_generic_battery_storage_NA_CONFIDENTIAL | 0 | 0 | 1 | 1 | 1 | 0 | 1 | 0 | 0 | 1
PCEA | new_generic_battery_storage | NA | 2023 | 7 | 0 | CONFIDENTIAL | CONFIDENTIAL | planned_new | 4 | CONFIDENTIAL | CONFIDENTIAL | CAISO_Battery | 0 | battery | battery_2023_7 | 100% | 1 | CONFIDENTIAL | CONFIDENTIAL | ok | new_generic | 0 | 0 | new_generic_battery_storage_NA_CONFIDENTIAL | 0 | 0 | 1 | 1 | 1 | 0 | 1 | 0 | 0 | 1
PCEA | new_generic_battery_storage | NA | 2023 | 8 | 0 | CONFIDENTIAL | CONFIDENTIAL | planned_new | 4 | CONFIDENTIAL | CONFIDENTIAL | CAISO_Battery | 0 | battery | battery_2023_8 | 100% | 1 | CONFIDENTIAL | CONFIDENTIAL | ok | new_generic | 0 | 0 | new_generic_battery_storage_NA_CONFIDENTIAL | 0 | 0 | 1 | 1 | 1 | 0 | 1 | 0 | 0 | 1
PCEA | new_generic_battery_storage | NA | 2023 | 9 | 0 | CONFIDENTIAL | CONFIDENTIAL | planned_new | 4 | CONFIDENTIAL | CONFIDENTIAL | CAISO_Battery | 0 | battery | battery_2023_9 | 100% | 1 | CONFIDENTIAL | CONFIDENTIAL | ok | new_generic | 0 | 0 | new_generic_battery_storage_NA_CONFIDENTIAL | 0 | 0 | 1 | 1 | 1 | 0 | 1 | 0 | 0 | 1
PCEA | new_generic_battery_storage | NA | 2023 | 10 | 0 | CONFIDENTIAL | CONFIDENTIAL | planned_new | 4 | CONFIDENTIAL | CONFIDENTIAL | CAISO_Battery | 0 | battery | battery_2023_10 | 100% | 1 | CONFIDENTIAL | CONFIDENTIAL | ok | new_generic | 0 | 0 | new_generic_battery_storage_NA_CONFIDENTIAL | 0 | 0 | 1 | 1 | 1 | 0 | 1 | 0 | 0 | 1
PCEA | new_generic_battery_storage | NA | 2023 | 11 | 0 | CONFIDENTIAL | CONFIDENTIAL | planned_new | 4 | CONFIDENTIAL | CONFIDENTIAL | CAISO_Battery | 0 | battery | battery_2023_11 | 100% | 1 | CONFIDENTIAL | CONFIDENTIAL | ok | new_generic | 0 | 0 | new_generic_battery_storage_NA_CONFIDENTIAL | 0 | 0 | 1 | 1 | 1 | 0 | 1 | 0 | 0 | 1
PCEA | new_generic_battery_storage | NA | 2023 | 12 | 0 | CONFIDENTIAL | CONFIDENTIAL | planned_new | 4 | CONFIDENTIAL | CONFIDENTIAL | CAISO_Battery | 0 | battery | battery_2023_12 | 100% | 1 | CONFIDENTIAL | CONFIDENTIAL | ok | new_generic | 0 | 0 | new_generic_battery_storage_NA_CONFIDENTIAL | 0 | 0 | 1 | 1 | 1 | 0 | 1 | 0 | 0 | 1
PCEA | new_generic_battery_storage | NA | 2024 | 1 | 0 | CONFIDENTIAL | CONFIDENTIAL | planned_new | 4 | CONFIDENTIAL | CONFIDENTIAL | CAISO_Battery | 0 | battery | battery_2024_1 | 100% | 1 | CONFIDENTIAL | CONFIDENTIAL | ok | new_generic | 0 | 0 | new_generic_battery_storage_NA_CONFIDENTIAL | 0 | 0 | 1 | 1 | 1 | 0 | 1 | 0 | 0 | 1
PCEA | new_generic_battery_storage | NA | 2024 | 2 | 0 | CONFIDENTIAL | CONFIDENTIAL | planned_new | 4 | CONFIDENTIAL | CONFIDENTIAL | CAISO_Battery | 0 | battery | battery_2024_2 | 100% | 1 | CONFIDENTIAL | CONFIDENTIAL | ok | new_generic | 0 | 0 | new_generic_battery_storage_NA_CONFIDENTIAL | 0 | 0 | 1 | 1 | 1 | 0 | 1 | 0 | 0 | 1
PCEA | new_generic_battery_storage | NA | 2024 | 3 | 0 | CONFIDENTIAL | CONFIDENTIAL | planned_new | 4 | CONFIDENTIAL | CONFIDENTIAL | CAISO_Battery | 0 | battery | battery_2024_3 | 100% | 1 | CONFIDENTIAL | CONFIDENTIAL | ok | new_generic | 0 | 0 | new_generic_battery_storage_NA_CONFIDENTIAL | 0 | 0 | 1 | 1 | 1 | 0 | 1 | 0 | 0 | 1
PCEA | new_generic_battery_storage | NA | 2024 | 4 | 0 | CONFIDENTIAL | CONFIDENTIAL | planned_new | 4 | CONFIDENTIAL | CONFIDENTIAL | CAISO_Battery | 0 | battery | battery_2024_4 | 100% | 1 | CONFIDENTIAL | CONFIDENTIAL | ok | new_generic | 0 | 0 | new_generic_battery_storage_NA_CONFIDENTIAL | 0 | 0 | 1 | 1 | 1 | 0 | 1 | 0 | 0 | 1
PCEA | new_generic_battery_storage | NA | 2024 | 5 | 0 | CONFIDENTIAL | CONFIDENTIAL | planned_new | 4 | CONFIDENTIAL | CONFIDENTIAL | CAISO_Battery | 0 | battery | battery_2024_5 | 100% | 1 | CONFIDENTIAL | CONFIDENTIAL | ok | new_generic | 0 | 0 | new_generic_battery_storage_NA_CONFIDENTIAL | 0 | 0 | 1 | 1 | 1 | 0 | 1 | 0 | 0 | 1
PCEA | new_generic_battery_storage | NA | 2024 | 6 | 0 | CONFIDENTIAL | CONFIDENTIAL | planned_new | 4 | CONFIDENTIAL | CONFIDENTIAL | CAISO_Battery | 0 | battery | battery_2024_6 | 100% | 1 | CONFIDENTIAL | CONFIDENTIAL | ok | new_generic | 0 | 0 | new_generic_battery_storage_NA_CONFIDENTIAL | 0 | 0 | 1 | 1 | 1 | 0 | 1 | 0 | 0 | 1
PCEA | new_generic_battery_storage | NA | 2024 | 7 | 0 | CONFIDENTIAL | CONFIDENTIAL | planned_new | 4 | CONFIDENTIAL | CONFIDENTIAL | CAISO_Battery | 0 | battery | battery_2024_7 | 100% | 1 | CONFIDENTIAL | CONFIDENTIAL | ok | new_generic | 0 | 0 | new_generic_battery_storage_NA_CONFIDENTIAL | 0 | 0 | 1 | 1 | 1 | 0 | 1 | 0 | 0 | 1
PCEA | new_generic_battery_storage | NA | 2024 | 8 | 0 | CONFIDENTIAL | CONFIDENTIAL | planned_new | 4 | CONFIDENTIAL | CONFIDENTIAL | CAISO_Battery | 0 | battery | battery_2024_8 | 100% | 1 | CONFIDENTIAL | CONFIDENTIAL | ok | new_generic | 0 | 0 | new_generic_battery_storage_NA_CONFIDENTIAL | 0 | 0 | 1 | 1 | 1 | 0 | 1 | 0 | 0 | 1
PCEA | new_generic_battery_storage | NA | 2024 | 9 | 0 | CONFIDENTIAL | CONFIDENTIAL | planned_new | 4 | CONFIDENTIAL | CONFIDENTIAL | CAISO_Battery | 0 | battery | battery_2024_9 | 100% | 1 | CONFIDENTIAL | CONFIDENTIAL | ok | new_generic | 0 | 0 | new_generic_battery_storage_NA_CONFIDENTIAL | 0 | 0 | 1 | 1 | 1 | 0 | 1 | 0 | 0 | 1
PCEA | new_generic_battery_storage | NA | 2024 | 10 | 0 | CONFIDENTIAL | CONFIDENTIAL | planned_new | 4 | CONFIDENTIAL | CONFIDENTIAL | CAISO_Battery | 0 | battery | battery_2024_10 | 100% | 1 | CONFIDENTIAL | CONFIDENTIAL | ok | new_generic | 0 | 0 | new_generic_battery_storage_NA_CONFIDENTIAL | 0 | 0 | 1 | 1 | 1 | 0 | 1 | 0 | 0 | 1
PCEA | new_generic_battery_storage | NA | 2024 | 11 | 0 | CONFIDENTIAL | CONFIDENTIAL | planned_new | 4 | CONFIDENTIAL | CONFIDENTIAL | CAISO_Battery | 0 | battery | battery_2024_11 | 100% | 1 | CONFIDENTIAL | CONFIDENTIAL | ok | new_generic | 0 | 0 | new_generic_battery_storage_NA_CONFIDENTIAL | 0 | 0 | 1 | 1 | 1 | 0 | 1 | 0 | 0 | 1
PCEA | new_generic_battery_storage | NA | 2024 | 12 | 0 | CONFIDENTIAL | CONFIDENTIAL | planned_new | 4 | CONFIDENTIAL | CONFIDENTIAL | CAISO_Battery | 0 | battery | battery_2024_12 | 100% | 1 | CONFIDENTIAL | CONFIDENTIAL | ok | new_generic | 0 | 0 | new_generic_battery_storage_NA_CONFIDENTIAL | 0 | 0 | 1 | 1 | 1 | 0 | 1 | 0 | 0 | 1
PCEA | new_generic_battery_storage | NA | 2025 | 1 | 0 | CONFIDENTIAL | CONFIDENTIAL | planned_new | 4 | CONFIDENTIAL | CONFIDENTIAL | CAISO_Battery | 0 | battery | battery_2025_1 | 100% | 1 | CONFIDENTIAL | CONFIDENTIAL | ok | new_generic | 0 | 0 | new_generic_battery_storage_NA_CONFIDENTIAL | 0 | 0 | 1 | 1 | 1 | 0 | 1 | 0 | 0 | 1
PCEA | new_generic_battery_storage | NA | 2025 | 2 | 0 | CONFIDENTIAL | CONFIDENTIAL | planned_new | 4 | CONFIDENTIAL | CONFIDENTIAL | CAISO_Battery | 0 | battery | battery_2025_2 | 100% | 1 | CONFIDENTIAL | CONFIDENTIAL | ok | new_generic | 0 | 0 | new_generic_battery_storage_NA_CONFIDENTIAL | 0 | 0 | 1 | 1 | 1 | 0 | 1 | 0 | 0 | 1
PCEA | new_generic_battery_storage | NA | 2025 | 3 | 0 | CONFIDENTIAL | CONFIDENTIAL | planned_new | 4 | CONFIDENTIAL | CONFIDENTIAL | CAISO_Battery | 0 | battery | battery_2025_3 | 100% | 1 | CONFIDENTIAL | CONFIDENTIAL | ok | new_generic | 0 | 0 | new_generic_battery_storage_NA_CONFIDENTIAL | 0 | 0 | 1 | 1 | 1 | 0 | 1 | 0 | 0 | 1
PCEA | new_generic_battery_storage | NA | 2025 | 4 | 0 | CONFIDENTIAL | CONFIDENTIAL | planned_new | 4 | CONFIDENTIAL | CONFIDENTIAL | CAISO_Battery | 0 | battery | battery_2025_4 | 100% | 1 | CONFIDENTIAL | CONFIDENTIAL | ok | new_generic | 0 | 0 | new_generic_battery_storage_NA_CONFIDENTIAL | 0 | 0 | 1 | 1 | 1 | 0 | 1 | 0 | 0 | 1
PCEA | new_generic_battery_storage | NA | 2025 | 5 | 0 | CONFIDENTIAL | CONFIDENTIAL | planned_new | 4 | CONFIDENTIAL | CONFIDENTIAL | CAISO_Battery | 0 | battery | battery_2025_5 | 100% | 1 | CONFIDENTIAL | CONFIDENTIAL | ok | new_generic | 0 | 0 | new_generic_battery_storage_NA_CONFIDENTIAL | 0 | 0 | 1 | 1 | 1 | 0 | 1 | 0 | 0 | 1
PCEA | new_generic_battery_storage | NA | 2025 | 6 | 0 | CONFIDENTIAL | CONFIDENTIAL | planned_new | 4 | CONFIDENTIAL | CONFIDENTIAL | CAISO_Battery | 0 | battery | battery_2025_6 | 100% | 1 | CONFIDENTIAL | CONFIDENTIAL | ok | new_generic | 0 | 0 | new_generic_battery_storage_NA_CONFIDENTIAL | 0 | 0 | 1 | 1 | 1 | 0 | 1 | 0 | 0 | 1
PCEA | new_generic_battery_storage | NA | 2025 | 7 | 0 | CONFIDENTIAL | CONFIDENTIAL | planned_new | 4 | CONFIDENTIAL | CONFIDENTIAL | CAISO_Battery | 0 | battery | battery_2025_7 | 100% | 1 | CONFIDENTIAL | CONFIDENTIAL | ok | new_generic | 0 | 0 | new_generic_battery_storage_NA_CONFIDENTIAL | 0 | 0 | 1 | 1 | 1 | 0 | 1 | 0 | 0 | 1
PCEA | new_generic_battery_storage | NA | 2025 | 8 | 0 | CONFIDENTIAL | CONFIDENTIAL | planned_new | 4 | CONFIDENTIAL | CONFIDENTIAL | CAISO_Battery | 0 | battery | battery_2025_8 | 100% | 1 | CONFIDENTIAL | CONFIDENTIAL | ok | new_generic | 0 | 0 | new_generic_battery_storage_NA_CONFIDENTIAL | 0 | 0 | 1 | 1 | 1 | 0 | 1 | 0 | 0 | 1
PCEA | new_generic_battery_storage | NA | 2025 | 9 | 0 | CONFIDENTIAL | CONFIDENTIAL | planned_new | 4 | CONFIDENTIAL | CONFIDENTIAL | CAISO_Battery | 0 | battery | battery_2025_9 | 100% | 1 | CONFIDENTIAL | CONFIDENTIAL | ok | new_generic | 0 | 0 | new_generic_battery_storage_NA_CONFIDENTIAL | 0 | 0 | 1 | 1 | 1 | 0 | 1 | 0 | 0 | 1
PCEA | new_generic_battery_storage | NA | 2025 | 10 | 0 | CONFIDENTIAL | CONFIDENTIAL | planned_new | 4 | CONFIDENTIAL | CONFIDENTIAL | CAISO_Battery | 0 | battery | battery_2025_10 | 100% | 1 | CONFIDENTIAL | CONFIDENTIAL | ok | new_generic | 0 | 0 | new_generic_battery_storage_NA_CONFIDENTIAL | 0 | 0 | 1 | 1 | 1 | 0 | 1 | 0 | 0 | 1
PCEA | new_generic_battery_storage | NA | 2025 | 11 | 0 | CONFIDENTIAL | CONFIDENTIAL | planned_new | 4 | CONFIDENTIAL | CONFIDENTIAL | CAISO_Battery | 0 | battery | battery_2025_11 | 100% | 1 | CONFIDENTIAL | CONFIDENTIAL | ok | new_generic | 0 | 0 | new_generic_battery_storage_NA_CONFIDENTIAL | 0 | 0 | 1 | 1 | 1 | 0 | 1 | 0 | 0 | 1
PCEA | new_generic_battery_storage | NA | 2025 | 12 | 0 | CONFIDENTIAL | CONFIDENTIAL | planned_new | 4 | CONFIDENTIAL | CONFIDENTIAL | CAISO_Battery | 0 | battery | battery_2025_12 | 100% | 1 | CONFIDENTIAL | CONFIDENTIAL | ok | new_generic | 0 | 0 | new_generic_battery_storage_NA_CONFIDENTIAL | 0 | 0 | 1 | 1 | 1 | 0 | 1 | 0 | 0 | 1
PCEA | new_generic_battery_storage | NA | 2026 | 1 | 0 | CONFIDENTIAL | CONFIDENTIAL | planned_new | 4 | CONFIDENTIAL | CONFIDENTIAL | CAISO_Battery | 0 | battery | battery_2026_1 | 100% | 1 | CONFIDENTIAL | CONFIDENTIAL | ok | new_generic | 0 | 0 | new_generic_battery_storage_NA_CONFIDENTIAL | 0 | 0 | 1 | 1 | 1 | 0 | 1 | 0 | 0 | 1
PCEA | new_generic_battery_storage | NA | 2026 | 2 | 0 | CONFIDENTIAL | CONFIDENTIAL | planned_new | 4 | CONFIDENTIAL | CONFIDENTIAL | CAISO_Battery | 0 | battery | battery_2026_2 | 100% | 1 | CONFIDENTIAL | CONFIDENTIAL | ok | new_generic | 0 | 0 | new_generic_battery_storage_NA_CONFIDENTIAL | 0 | 0 | 1 | 1 | 1 | 0 | 1 | 0 | 0 | 1
PCEA | new_generic_battery_storage | NA | 2026 | 3 | 0 | CONFIDENTIAL | CONFIDENTIAL | planned_new | 4 | CONFIDENTIAL | CONFIDENTIAL | CAISO_Battery | 0 | battery | battery_2026_3 | 100% | 1 | CONFIDENTIAL | CONFIDENTIAL | ok | new_generic | 0 | 0 | new_generic_battery_storage_NA_CONFIDENTIAL | 0 | 0 | 1 | 1 | 1 | 0 | 1 | 0 | 0 | 1
PCEA | new_generic_battery_storage | NA | 2026 | 4 | 0 | CONFIDENTIAL | CONFIDENTIAL | planned_new | 4 | CONFIDENTIAL | CONFIDENTIAL | CAISO_Battery | 0 | battery | battery_2026_4 | 100% | 1 | CONFIDENTIAL | CONFIDENTIAL | ok | new_generic | 0 | 0 | new_generic_battery_storage_NA_CONFIDENTIAL | 0 | 0 | 1 | 1 | 1 | 0 | 1 | 0 | 0 | 1
PCEA | new_generic_battery_storage | NA | 2026 | 5 | 0 | CONFIDENTIAL | CONFIDENTIAL | planned_new | 4 | CONFIDENTIAL | CONFIDENTIAL | CAISO_Battery | 0 | battery | battery_2026_5 | 100% | 1 | CONFIDENTIAL | CONFIDENTIAL | ok | new_generic | 0 | 0 | new_generic_battery_storage_NA_CONFIDENTIAL | 0 | 0 | 1 | 1 | 1 | 0 | 1 | 0 | 0 | 1
PCEA | new_generic_battery_storage | NA | 2026 | 6 | 0 | CONFIDENTIAL | CONFIDENTIAL | planned_new | 4 | CONFIDENTIAL | CONFIDENTIAL | CAISO_Battery | 0 | battery | battery_2026_6 | 100% | 1 | CONFIDENTIAL | CONFIDENTIAL | ok | new_generic | 0 | 0 | new_generic_battery_storage_NA_CONFIDENTIAL | 0 | 0 | 1 | 1 | 1 | 0 | 1 | 0 | 0 | 1
PCEA | new_generic_battery_storage | NA | 2026 | 7 | 0 | CONFIDENTIAL | CONFIDENTIAL | planned_new | 4 | CONFIDENTIAL | CONFIDENTIAL | CAISO_Battery | 0 | battery | battery_2026_7 | 100% | 1 | CONFIDENTIAL | CONFIDENTIAL | ok | new_generic | 0 | 0 | new_generic_battery_storage_NA_CONFIDENTIAL | 0 | 0 | 1 | 1 | 1 | 0 | 1 | 0 | 0 | 1
PCEA | new_generic_battery_storage | NA | 2026 | 8 | 0 | CONFIDENTIAL | CONFIDENTIAL | planned_new | 4 | CONFIDENTIAL | CONFIDENTIAL | CAISO_Battery | 0 | battery | battery_2026_8 | 100% | 1 | CONFIDENTIAL | CONFIDENTIAL | ok | new_generic | 0 | 0 | new_generic_battery_storage_NA_CONFIDENTIAL | 0 | 0 | 1 | 1 | 1 | 0 | 1 | 0 | 0 | 1
PCEA | new_generic_battery_storage | NA | 2026 | 9 | 0 | CONFIDENTIAL | CONFIDENTIAL | planned_new | 4 | CONFIDENTIAL | CONFIDENTIAL | CAISO_Battery | 0 | battery | battery_2026_9 | 100% | 1 | CONFIDENTIAL | CONFIDENTIAL | ok | new_generic | 0 | 0 | new_generic_battery_storage_NA_CONFIDENTIAL | 0 | 0 | 1 | 1 | 1 | 0 | 1 | 0 | 0 | 1
PCEA | new_generic_battery_storage | NA | 2026 | 10 | 0 | CONFIDENTIAL | CONFIDENTIAL | planned_new | 4 | CONFIDENTIAL | CONFIDENTIAL | CAISO_Battery | 0 | battery | battery_2026_10 | 100% | 1 | CONFIDENTIAL | CONFIDENTIAL | ok | new_generic | 0 | 0 | new_generic_battery_storage_NA_CONFIDENTIAL | 0 | 0 | 1 | 1 | 1 | 0 | 1 | 0 | 0 | 1
PCEA | new_generic_battery_storage | NA | 2026 | 11 | 0 | CONFIDENTIAL | CONFIDENTIAL | planned_new | 4 | CONFIDENTIAL | CONFIDENTIAL | CAISO_Battery | 0 | battery | battery_2026_11 | 100% | 1 | CONFIDENTIAL | CONFIDENTIAL | ok | new_generic | 0 | 0 | new_generic_battery_storage_NA_CONFIDENTIAL | 0 | 0 | 1 | 1 | 1 | 0 | 1 | 0 | 0 | 1
PCEA | new_generic_battery_storage | NA | 2026 | 12 | 0 | CONFIDENTIAL | CONFIDENTIAL | planned_new | 4 | CONFIDENTIAL | CONFIDENTIAL | CAISO_Battery | 0 | battery | battery_2026_12 | 100% | 1 | CONFIDENTIAL | CONFIDENTIAL | ok | new_generic | 0 | 0 | new_generic_battery_storage_NA_CONFIDENTIAL | 0 | 0 | 1 | 1 | 1 | 0 | 1 | 0 | 0 | 1
PCEA | new_generic_battery_storage | NA | 2027 | 1 | 0 | CONFIDENTIAL | CONFIDENTIAL | planned_new | 4 | CONFIDENTIAL | CONFIDENTIAL | CAISO_Battery | 0 | battery | battery_2027_1 | 98.3% | 1 | CONFIDENTIAL | CONFIDENTIAL | ok | new_generic | 0 | 0 | new_generic_battery_storage_NA_CONFIDENTIAL | 0 | 0 | 1 | 1 | 1 | 0 | 1 | 0 | 0 | 1
PCEA | new_generic_battery_storage | NA | 2027 | 2 | 0 | CONFIDENTIAL | CONFIDENTIAL | planned_new | 4 | CONFIDENTIAL | CONFIDENTIAL | CAISO_Battery | 0 | battery | battery_2027_2 | 98.3% | 1 | CONFIDENTIAL | CONFIDENTIAL | ok | new_generic | 0 | 0 | new_generic_battery_storage_NA_CONFIDENTIAL | 0 | 0 | 1 | 1 | 1 | 0 | 1 | 0 | 0 | 1
PCEA | new_generic_battery_storage | NA | 2027 | 3 | 0 | CONFIDENTIAL | CONFIDENTIAL | planned_new | 4 | CONFIDENTIAL | CONFIDENTIAL | CAISO_Battery | 0 | battery | battery_2027_3 | 98.3% | 1 | CONFIDENTIAL | CONFIDENTIAL | ok | new_generic | 0 | 0 | new_generic_battery_storage_NA_CONFIDENTIAL | 0 | 0 | 1 | 1 | 1 | 0 | 1 | 0 | 0 | 1
PCEA | new_generic_battery_storage | NA | 2027 | 4 | 0 | CONFIDENTIAL | CONFIDENTIAL | planned_new | 4 | CONFIDENTIAL | CONFIDENTIAL | CAISO_Battery | 0 | battery | battery_2027_4 | 98.3% | 1 | CONFIDENTIAL | CONFIDENTIAL | ok | new_generic | 0 | 0 | new_generic_battery_storage_NA_CONFIDENTIAL | 0 | 0 | 1 | 1 | 1 | 0 | 1 | 0 | 0 | 1
PCEA | new_generic_battery_storage | NA | 2027 | 5 | 0 | CONFIDENTIAL | CONFIDENTIAL | planned_new | 4 | CONFIDENTIAL | CONFIDENTIAL | CAISO_Battery | 0 | battery | battery_2027_5 | 98.3% | 1 | CONFIDENTIAL | CONFIDENTIAL | ok | new_generic | 0 | 0 | new_generic_battery_storage_NA_CONFIDENTIAL | 0 | 0 | 1 | 1 | 1 | 0 | 1 | 0 | 0 | 1
PCEA | new_generic_battery_storage | NA | 2027 | 6 | 0 | CONFIDENTIAL | CONFIDENTIAL | planned_new | 4 | CONFIDENTIAL | CONFIDENTIAL | CAISO_Battery | 0 | battery | battery_2027_6 | 98.3% | 1 | CONFIDENTIAL | CONFIDENTIAL | ok | new_generic | 0 | 0 | new_generic_battery_storage_NA_CONFIDENTIAL | 0 | 0 | 1 | 1 | 1 | 0 | 1 | 0 | 0 | 1
PCEA | new_generic_battery_storage | NA | 2027 | 7 | 0 | CONFIDENTIAL | CONFIDENTIAL | planned_new | 4 | CONFIDENTIAL | CONFIDENTIAL | CAISO_Battery | 0 | battery | battery_2027_7 | 98.3% | 1 | CONFIDENTIAL | CONFIDENTIAL | ok | new_generic | 0 | 0 | new_generic_battery_storage_NA_CONFIDENTIAL | 0 | 0 | 1 | 1 | 1 | 0 | 1 | 0 | 0 | 1
PCEA | new_generic_battery_storage | NA | 2027 | 8 | 0 | CONFIDENTIAL | CONFIDENTIAL | planned_new | 4 | CONFIDENTIAL | CONFIDENTIAL | CAISO_Battery | 0 | battery | battery_2027_8 | 98.3% | 1 | CONFIDENTIAL | CONFIDENTIAL | ok | new_generic | 0 | 0 | new_generic_battery_storage_NA_CONFIDENTIAL | 0 | 0 | 1 | 1 | 1 | 0 | 1 | 0 | 0 | 1
PCEA | new_generic_battery_storage | NA | 2027 | 9 | 0 | CONFIDENTIAL | CONFIDENTIAL | planned_new | 4 | CONFIDENTIAL | CONFIDENTIAL | CAISO_Battery | 0 | battery | battery_2027_9 | 98.3% | 1 | CONFIDENTIAL | CONFIDENTIAL | ok | new_generic | 0 | 0 | new_generic_battery_storage_NA_CONFIDENTIAL | 0 | 0 | 1 | 1 | 1 | 0 | 1 | 0 | 0 | 1
PCEA | new_generic_battery_storage | NA | 2027 | 10 | 0 | CONFIDENTIAL | CONFIDENTIAL | planned_new | 4 | CONFIDENTIAL | CONFIDENTIAL | CAISO_Battery | 0 | battery | battery_2027_10 | 98.3% | 1 | CONFIDENTIAL | CONFIDENTIAL | ok | new_generic | 0 | 0 | new_generic_battery_storage_NA_CONFIDENTIAL | 0 | 0 | 1 | 1 | 1 | 0 | 1 | 0 | 0 | 1
PCEA | new_generic_battery_storage | NA | 2027 | 11 | 0 | CONFIDENTIAL | CONFIDENTIAL | planned_new | 4 | CONFIDENTIAL | CONFIDENTIAL | CAISO_Battery | 0 | battery | battery_2027_11 | 98.3% | 1 | CONFIDENTIAL | CONFIDENTIAL | ok | new_generic | 0 | 0 | new_generic_battery_storage_NA_CONFIDENTIAL | 0 | 0 | 1 | 1 | 1 | 0 | 1 | 0 | 0 | 1
PCEA | new_generic_battery_storage | NA | 2027 | 12 | 0 | CONFIDENTIAL | CONFIDENTIAL | planned_new | 4 | CONFIDENTIAL | CONFIDENTIAL | CAISO_Battery | 0 | battery | battery_2027_12 | 98.3% | 1 | CONFIDENTIAL | CONFIDENTIAL | ok | new_generic | 0 | 0 | new_generic_battery_storage_NA_CONFIDENTIAL | 0 | 0 | 1 | 1 | 1 | 0 | 1 | 0 | 0 | 1
PCEA | new_generic_battery_storage | NA | 2028 | 1 | 0 | CONFIDENTIAL | CONFIDENTIAL | planned_new | 4 | CONFIDENTIAL | CONFIDENTIAL | CAISO_Battery | 0 | battery | battery_2028_1 | 96.6% | 1 | CONFIDENTIAL | CONFIDENTIAL | ok | new_generic | 0 | 0 | new_generic_battery_storage_NA_CONFIDENTIAL | 0 | 0 | 1 | 1 | 1 | 0 | 1 | 0 | 0 | 1
PCEA | new_generic_battery_storage | NA | 2028 | 2 | 0 | CONFIDENTIAL | CONFIDENTIAL | planned_new | 4 | CONFIDENTIAL | CONFIDENTIAL | CAISO_Battery | 0 | battery | battery_2028_2 | 96.6% | 1 | CONFIDENTIAL | CONFIDENTIAL | ok | new_generic | 0 | 0 | new_generic_battery_storage_NA_CONFIDENTIAL | 0 | 0 | 1 | 1 | 1 | 0 | 1 | 0 | 0 | 1
PCEA | new_generic_battery_storage | NA | 2028 | 3 | 0 | CONFIDENTIAL | CONFIDENTIAL | planned_new | 4 | CONFIDENTIAL | CONFIDENTIAL | CAISO_Battery | 0 | battery | battery_2028_3 | 96.6% | 1 | CONFIDENTIAL | CONFIDENTIAL | ok | new_generic | 0 | 0 | new_generic_battery_storage_NA_CONFIDENTIAL | 0 | 0 | 1 | 1 | 1 | 0 | 1 | 0 | 0 | 1
PCEA | new_generic_battery_storage | NA | 2028 | 4 | 0 | CONFIDENTIAL | CONFIDENTIAL | planned_new | 4 | CONFIDENTIAL | CONFIDENTIAL | CAISO_Battery | 0 | battery | battery_2028_4 | 96.6% | 1 | CONFIDENTIAL | CONFIDENTIAL | ok | new_generic | 0 | 0 | new_generic_battery_storage_NA_CONFIDENTIAL | 0 | 0 | 1 | 1 | 1 | 0 | 1 | 0 | 0 | 1
PCEA | new_generic_battery_storage | NA | 2028 | 5 | 0 | CONFIDENTIAL | CONFIDENTIAL | planned_new | 4 | CONFIDENTIAL | CONFIDENTIAL | CAISO_Battery | 0 | battery | battery_2028_5 | 96.6% | 1 | CONFIDENTIAL | CONFIDENTIAL | ok | new_generic | 0 | 0 | new_generic_battery_storage_NA_CONFIDENTIAL | 0 | 0 | 1 | 1 | 1 | 0 | 1 | 0 | 0 | 1
PCEA | new_generic_battery_storage | NA | 2028 | 6 | 0 | CONFIDENTIAL | CONFIDENTIAL | planned_new | 4 | CONFIDENTIAL | CONFIDENTIAL | CAISO_Battery | 0 | battery | battery_2028_6 | 96.6% | 1 | CONFIDENTIAL | CONFIDENTIAL | ok | new_generic | 0 | 0 | new_generic_battery_storage_NA_CONFIDENTIAL | 0 | 0 | 1 | 1 | 1 | 0 | 1 | 0 | 0 | 1
PCEA | new_generic_battery_storage | NA | 2028 | 7 | 0 | CONFIDENTIAL | CONFIDENTIAL | planned_new | 4 | CONFIDENTIAL | CONFIDENTIAL | CAISO_Battery | 0 | battery | battery_2028_7 | 96.6% | 1 | CONFIDENTIAL | CONFIDENTIAL | ok | new_generic | 0 | 0 | new_generic_battery_storage_NA_CONFIDENTIAL | 0 | 0 | 1 | 1 | 1 | 0 | 1 | 0 | 0 | 1
PCEA | new_generic_battery_storage | NA | 2028 | 8 | 0 | CONFIDENTIAL | CONFIDENTIAL | planned_new | 4 | CONFIDENTIAL | CONFIDENTIAL | CAISO_Battery | 0 | battery | battery_2028_8 | 96.6% | 1 | CONFIDENTIAL | CONFIDENTIAL | ok | new_generic | 0 | 0 | new_generic_battery_storage_NA_CONFIDENTIAL | 0 | 0 | 1 | 1 | 1 | 0 | 1 | 0 | 0 | 1
PCEA | new_generic_battery_storage | NA | 2028 | 9 | 0 | CONFIDENTIAL | CONFIDENTIAL | planned_new | 4 | CONFIDENTIAL | CONFIDENTIAL | CAISO_Battery | 0 | battery | battery_2028_9 | 96.6% | 1 | CONFIDENTIAL | CONFIDENTIAL | ok | new_generic | 0 | 0 | new_generic_battery_storage_NA_CONFIDENTIAL | 0 | 0 | 1 | 1 | 1 | 0 | 1 | 0 | 0 | 1
PCEA | new_generic_battery_storage | NA | 2028 | 10 | 0 | CONFIDENTIAL | CONFIDENTIAL | planned_new | 4 | CONFIDENTIAL | CONFIDENTIAL | CAISO_Battery | 0 | battery | battery_2028_10 | 96.6% | 1 | CONFIDENTIAL | CONFIDENTIAL | ok | new_generic | 0 | 0 | new_generic_battery_storage_NA_CONFIDENTIAL | 0 | 0 | 1 | 1 | 1 | 0 | 1 | 0 | 0 | 1
PCEA | new_generic_battery_storage | NA | 2028 | 11 | 0 | CONFIDENTIAL | CONFIDENTIAL | planned_new | 4 | CONFIDENTIAL | CONFIDENTIAL | CAISO_Battery | 0 | battery | battery_2028_11 | 96.6% | 1 | CONFIDENTIAL | CONFIDENTIAL | ok | new_generic | 0 | 0 | new_generic_battery_storage_NA_CONFIDENTIAL | 0 | 0 | 1 | 1 | 1 | 0 | 1 | 0 | 0 | 1
PCEA | new_generic_battery_storage | NA | 2028 | 12 | 0 | CONFIDENTIAL | CONFIDENTIAL | planned_new | 4 | CONFIDENTIAL | CONFIDENTIAL | CAISO_Battery | 0 | battery | battery_2028_12 | 96.6% | 1 | CONFIDENTIAL | CONFIDENTIAL | ok | new_generic | 0 | 0 | new_generic_battery_storage_NA_CONFIDENTIAL | 0 | 0 | 1 | 1 | 1 | 0 | 1 | 0 | 0 | 1
PCEA | new_generic_battery_storage | NA | 2029 | 1 | 0 | CONFIDENTIAL | CONFIDENTIAL | planned_new | 4 | CONFIDENTIAL | CONFIDENTIAL | CAISO_Battery | 0 | battery | battery_2029_1 | 94.9% | 1 | CONFIDENTIAL | CONFIDENTIAL | ok | new_generic | 0 | 0 | new_generic_battery_storage_NA_CONFIDENTIAL | 0 | 0 | 1 | 1 | 1 | 0 | 1 | 0 | 0 | 1
PCEA | new_generic_battery_storage | NA | 2029 | 2 | 0 | CONFIDENTIAL | CONFIDENTIAL | planned_new | 4 | CONFIDENTIAL | CONFIDENTIAL | CAISO_Battery | 0 | battery | battery_2029_2 | 94.9% | 1 | CONFIDENTIAL | CONFIDENTIAL | ok | new_generic | 0 | 0 | new_generic_battery_storage_NA_CONFIDENTIAL | 0 | 0 | 1 | 1 | 1 | 0 | 1 | 0 | 0 | 1
PCEA | new_generic_battery_storage | NA | 2029 | 3 | 0 | CONFIDENTIAL | CONFIDENTIAL | planned_new | 4 | CONFIDENTIAL | CONFIDENTIAL | CAISO_Battery | 0 | battery | battery_2029_3 | 94.9% | 1 | CONFIDENTIAL | CONFIDENTIAL | ok | new_generic | 0 | 0 | new_generic_battery_storage_NA_CONFIDENTIAL | 0 | 0 | 1 | 1 | 1 | 0 | 1 | 0 | 0 | 1
PCEA | new_generic_battery_storage | NA | 2029 | 4 | 0 | CONFIDENTIAL | CONFIDENTIAL | planned_new | 4 | CONFIDENTIAL | CONFIDENTIAL | CAISO_Battery | 0 | battery | battery_2029_4 | 94.9% | 1 | CONFIDENTIAL | CONFIDENTIAL | ok | new_generic | 0 | 0 | new_generic_battery_storage_NA_CONFIDENTIAL | 0 | 0 | 1 | 1 | 1 | 0 | 1 | 0 | 0 | 1
PCEA | new_generic_battery_storage | NA | 2029 | 5 | 0 | CONFIDENTIAL | CONFIDENTIAL | planned_new | 4 | CONFIDENTIAL | CONFIDENTIAL | CAISO_Battery | 0 | battery | battery_2029_5 | 94.9% | 1 | CONFIDENTIAL | CONFIDENTIAL | ok | new_generic | 0 | 0 | new_generic_battery_storage_NA_CONFIDENTIAL | 0 | 0 | 1 | 1 | 1 | 0 | 1 | 0 | 0 | 1
PCEA | new_generic_battery_storage | NA | 2029 | 6 | 0 | CONFIDENTIAL | CONFIDENTIAL | planned_new | 4 | CONFIDENTIAL | CONFIDENTIAL | CAISO_Battery | 0 | battery | battery_2029_6 | 94.9% | 1 | CONFIDENTIAL | CONFIDENTIAL | ok | new_generic | 0 | 0 | new_generic_battery_storage_NA_CONFIDENTIAL | 0 | 0 | 1 | 1 | 1 | 0 | 1 | 0 | 0 | 1
PCEA | new_generic_battery_storage | NA | 2029 | 7 | 0 | CONFIDENTIAL | CONFIDENTIAL | planned_new | 4 | CONFIDENTIAL | CONFIDENTIAL | CAISO_Battery | 0 | battery | battery_2029_7 | 94.9% | 1 | CONFIDENTIAL | CONFIDENTIAL | ok | new_generic | 0 | 0 | new_generic_battery_storage_NA_CONFIDENTIAL | 0 | 0 | 1 | 1 | 1 | 0 | 1 | 0 | 0 | 1
PCEA | new_generic_battery_storage | NA | 2029 | 8 | 0 | CONFIDENTIAL | CONFIDENTIAL | planned_new | 4 | CONFIDENTIAL | CONFIDENTIAL | CAISO_Battery | 0 | battery | battery_2029_8 | 94.9% | 1 | CONFIDENTIAL | CONFIDENTIAL | ok | new_generic | 0 | 0 | new_generic_battery_storage_NA_CONFIDENTIAL | 0 | 0 | 1 | 1 | 1 | 0 | 1 | 0 | 0 | 1
PCEA | new_generic_battery_storage | NA | 2029 | 9 | 0 | CONFIDENTIAL | CONFIDENTIAL | planned_new | 4 | CONFIDENTIAL | CONFIDENTIAL | CAISO_Battery | 0 | battery | battery_2029_9 | 94.9% | 1 | CONFIDENTIAL | CONFIDENTIAL | ok | new_generic | 0 | 0 | new_generic_battery_storage_NA_CONFIDENTIAL | 0 | 0 | 1 | 1 | 1 | 0 | 1 | 0 | 0 | 1
PCEA | new_generic_battery_storage | NA | 2029 | 10 | 0 | CONFIDENTIAL | CONFIDENTIAL | planned_new | 4 | CONFIDENTIAL | CONFIDENTIAL | CAISO_Battery | 0 | battery | battery_2029_10 | 94.9% | 1 | CONFIDENTIAL | CONFIDENTIAL | ok | new_generic | 0 | 0 | new_generic_battery_storage_NA_CONFIDENTIAL | 0 | 0 | 1 | 1 | 1 | 0 | 1 | 0 | 0 | 1
PCEA | new_generic_battery_storage | NA | 2029 | 11 | 0 | CONFIDENTIAL | CONFIDENTIAL | planned_new | 4 | CONFIDENTIAL | CONFIDENTIAL | CAISO_Battery | 0 | battery | battery_2029_11 | 94.9% | 1 | CONFIDENTIAL | CONFIDENTIAL | ok | new_generic | 0 | 0 | new_generic_battery_storage_NA_CONFIDENTIAL | 0 | 0 | 1 | 1 | 1 | 0 | 1 | 0 | 0 | 1
PCEA | new_generic_battery_storage | NA | 2029 | 12 | 0 | CONFIDENTIAL | CONFIDENTIAL | planned_new | 4 | CONFIDENTIAL | CONFIDENTIAL | CAISO_Battery | 0 | battery | battery_2029_12 | 94.9% | 1 | CONFIDENTIAL | CONFIDENTIAL | ok | new_generic | 0 | 0 | new_generic_battery_storage_NA_CONFIDENTIAL | 0 | 0 | 1 | 1 | 1 | 0 | 1 | 0 | 0 | 1
PCEA | new_generic_battery_storage | NA | 2030 | 1 | 0 | CONFIDENTIAL | CONFIDENTIAL | planned_new | 4 | CONFIDENTIAL | CONFIDENTIAL | CAISO_Battery | 0 | battery | battery_2030_1 | 93.21% | 1 | CONFIDENTIAL | CONFIDENTIAL | ok | new_generic | 0 | 0 | new_generic_battery_storage_NA_CONFIDENTIAL | 0 | 0 | 1 | 1 | 1 | 0 | 1 | 0 | 0 | 1
PCEA | new_generic_battery_storage | NA | 2030 | 2 | 0 | CONFIDENTIAL | CONFIDENTIAL | planned_new | 4 | CONFIDENTIAL | CONFIDENTIAL | CAISO_Battery | 0 | battery | battery_2030_2 | 93.21% | 1 | CONFIDENTIAL | CONFIDENTIAL | ok | new_generic | 0 | 0 | new_generic_battery_storage_NA_CONFIDENTIAL | 0 | 0 | 1 | 1 | 1 | 0 | 1 | 0 | 0 | 1
PCEA | new_generic_battery_storage | NA | 2030 | 3 | 0 | CONFIDENTIAL | CONFIDENTIAL | planned_new | 4 | CONFIDENTIAL | CONFIDENTIAL | CAISO_Battery | 0 | battery | battery_2030_3 | 93.21% | 1 | CONFIDENTIAL | CONFIDENTIAL | ok | new_generic | 0 | 0 | new_generic_battery_storage_NA_CONFIDENTIAL | 0 | 0 | 1 | 1 | 1 | 0 | 1 | 0 | 0 | 1
PCEA | new_generic_battery_storage | NA | 2030 | 4 | 0 | CONFIDENTIAL | CONFIDENTIAL | planned_new | 4 | CONFIDENTIAL | CONFIDENTIAL | CAISO_Battery | 0 | battery | battery_2030_4 | 93.21% | 1 | CONFIDENTIAL | CONFIDENTIAL | ok | new_generic | 0 | 0 | new_generic_battery_storage_NA_CONFIDENTIAL | 0 | 0 | 1 | 1 | 1 | 0 | 1 | 0 | 0 | 1
PCEA | new_generic_battery_storage | NA | 2030 | 5 | 0 | CONFIDENTIAL | CONFIDENTIAL | planned_new | 4 | CONFIDENTIAL | CONFIDENTIAL | CAISO_Battery | 0 | battery | battery_2030_5 | 93.21% | 1 | CONFIDENTIAL | CONFIDENTIAL | ok | new_generic | 0 | 0 | new_generic_battery_storage_NA_CONFIDENTIAL | 0 | 0 | 1 | 1 | 1 | 0 | 1 | 0 | 0 | 1
PCEA | new_generic_battery_storage | NA | 2030 | 6 | 0 | CONFIDENTIAL | CONFIDENTIAL | planned_new | 4 | CONFIDENTIAL | CONFIDENTIAL | CAISO_Battery | 0 | battery | battery_2030_6 | 93.21% | 1 | CONFIDENTIAL | CONFIDENTIAL | ok | new_generic | 0 | 0 | new_generic_battery_storage_NA_CONFIDENTIAL | 0 | 0 | 1 | 1 | 1 | 0 | 1 | 0 | 0 | 1
PCEA | new_generic_battery_storage | NA | 2030 | 7 | 0 | CONFIDENTIAL | CONFIDENTIAL | planned_new | 4 | CONFIDENTIAL | CONFIDENTIAL | CAISO_Battery | 0 | battery | battery_2030_7 | 93.21% | 1 | CONFIDENTIAL | CONFIDENTIAL | ok | new_generic | 0 | 0 | new_generic_battery_storage_NA_CONFIDENTIAL | 0 | 0 | 1 | 1 | 1 | 0 | 1 | 0 | 0 | 1
PCEA | new_generic_battery_storage | NA | 2030 | 8 | 0 | CONFIDENTIAL | CONFIDENTIAL | planned_new | 4 | CONFIDENTIAL | CONFIDENTIAL | CAISO_Battery | 0 | battery | battery_2030_8 | 93.21% | 1 | CONFIDENTIAL | CONFIDENTIAL | ok | new_generic | 0 | 0 | new_generic_battery_storage_NA_CONFIDENTIAL | 0 | 0 | 1 | 1 | 1 | 0 | 1 | 0 | 0 | 1
PCEA | new_generic_battery_storage | NA | 2030 | 9 | 0 | CONFIDENTIAL | CONFIDENTIAL | planned_new | 4 | CONFIDENTIAL | CONFIDENTIAL | CAISO_Battery | 0 | battery | battery_2030_9 | 93.21% | 1 | CONFIDENTIAL | CONFIDENTIAL | ok | new_generic | 0 | 0 | new_generic_battery_storage_NA_CONFIDENTIAL | 0 | 0 | 1 | 1 | 1 | 0 | 1 | 0 | 0 | 1
PCEA | new_generic_battery_storage | NA | 2030 | 10 | 0 | CONFIDENTIAL | CONFIDENTIAL | planned_new | 4 | CONFIDENTIAL | CONFIDENTIAL | CAISO_Battery | 0 | battery | battery_2030_10 | 93.21% | 1 | CONFIDENTIAL | CONFIDENTIAL | ok | new_generic | 0 | 0 | new_generic_battery_storage_NA_CONFIDENTIAL | 0 | 0 | 1 | 1 | 1 | 0 | 1 | 0 | 0 | 1
PCEA | new_generic_battery_storage | NA | 2030 | 11 | 0 | CONFIDENTIAL | CONFIDENTIAL | planned_new | 4 | CONFIDENTIAL | CONFIDENTIAL | CAISO_Battery | 0 | battery | battery_2030_11 | 93.21% | 1 | CONFIDENTIAL | CONFIDENTIAL | ok | new_generic | 0 | 0 | new_generic_battery_storage_NA_CONFIDENTIAL | 0 | 0 | 1 | 1 | 1 | 0 | 1 | 0 | 0 | 1
PCEA | new_generic_battery_storage | NA | 2030 | 12 | 0 | CONFIDENTIAL | CONFIDENTIAL | planned_new | 4 | CONFIDENTIAL | CONFIDENTIAL | CAISO_Battery | 0 | battery | battery_2030_12 | 93.21% | 1 | CONFIDENTIAL | CONFIDENTIAL | ok | new_generic | 0 | 0 | new_generic_battery_storage_NA_CONFIDENTIAL | 0 | 0 | 1 | 1 | 1 | 0 | 1 | 0 | 0 | 1
PCEA | Carrizo_Wind | NA | 2023 | 1 | 0.97371 | CONFIDENTIAL | CONFIDENTIAL | planned_new |  | CONFIDENTIAL | CONFIDENTIAL | CAISO_Wind | 0 | wind_low_cf | wind_low_cf_2023_1 | 14% | 1 | CONFIDENTIAL | CONFIDENTIAL | ok | new_resolve | 1 | 0 | Carrizo_Wind_NA_CONFIDENTIAL | 1 | 21 | 1 | 1 | 1 | 0 | 1 | 0 | 0 | 1
PCEA | Carrizo_Wind | NA | 2023 | 2 | 1.1448 | CONFIDENTIAL | CONFIDENTIAL | planned_new |  | CONFIDENTIAL | CONFIDENTIAL | CAISO_Wind | 0 | wind_low_cf | wind_low_cf_2023_2 | 12% | 1 | CONFIDENTIAL | CONFIDENTIAL | ok | new_resolve | 1 | 0 | Carrizo_Wind_NA_CONFIDENTIAL | 0 | 0 | 1 | 1 | 1 | 0 | 1 | 0 | 0 | 1
PCEA | Carrizo_Wind | NA | 2023 | 3 | 1.3909 | CONFIDENTIAL | CONFIDENTIAL | planned_new |  | CONFIDENTIAL | CONFIDENTIAL | CAISO_Wind | 0 | wind_low_cf | wind_low_cf_2023_3 | 28% | 1 | CONFIDENTIAL | CONFIDENTIAL | ok | new_resolve | 1 | 0 | Carrizo_Wind_NA_CONFIDENTIAL | 0 | 0 | 1 | 1 | 1 | 0 | 1 | 0 | 0 | 1
PCEA | Carrizo_Wind | NA | 2023 | 4 | 2.2535 | CONFIDENTIAL | CONFIDENTIAL | planned_new |  | CONFIDENTIAL | CONFIDENTIAL | CAISO_Wind | 0 | wind_low_cf | wind_low_cf_2023_4 | 25% | 1 | CONFIDENTIAL | CONFIDENTIAL | ok | new_resolve | 1 | 0 | Carrizo_Wind_NA_CONFIDENTIAL | 0 | 0 | 1 | 1 | 1 | 0 | 1 | 0 | 0 | 1
PCEA | Carrizo_Wind | NA | 2023 | 5 | 3.0318 | CONFIDENTIAL | CONFIDENTIAL | planned_new |  | CONFIDENTIAL | CONFIDENTIAL | CAISO_Wind | 0 | wind_low_cf | wind_low_cf_2023_5 | 25% | 1 | CONFIDENTIAL | CONFIDENTIAL | ok | new_resolve | 1 | 0 | Carrizo_Wind_NA_CONFIDENTIAL | 0 | 0 | 1 | 1 | 1 | 0 | 1 | 0 | 0 | 1
PCEA | Carrizo_Wind | NA | 2023 | 6 | 2.7551 | CONFIDENTIAL | CONFIDENTIAL | planned_new |  | CONFIDENTIAL | CONFIDENTIAL | CAISO_Wind | 0 | wind_low_cf | wind_low_cf_2023_6 | 33% | 1 | CONFIDENTIAL | CONFIDENTIAL | ok | new_resolve | 1 | 0 | Carrizo_Wind_NA_CONFIDENTIAL | 0 | 0 | 1 | 1 | 1 | 0 | 1 | 0 | 0 | 1
PCEA | Carrizo_Wind | NA | 2023 | 7 | 2.7542 | CONFIDENTIAL | CONFIDENTIAL | planned_new |  | CONFIDENTIAL | CONFIDENTIAL | CAISO_Wind | 0 | wind_low_cf | wind_low_cf_2023_7 | 23% | 1 | CONFIDENTIAL | CONFIDENTIAL | ok | new_resolve | 1 | 0 | Carrizo_Wind_NA_CONFIDENTIAL | 0 | 0 | 1 | 1 | 1 | 0 | 1 | 0 | 0 | 1
PCEA | Carrizo_Wind | NA | 2023 | 8 | 2.268 | CONFIDENTIAL | CONFIDENTIAL | planned_new |  | CONFIDENTIAL | CONFIDENTIAL | CAISO_Wind | 0 | wind_low_cf | wind_low_cf_2023_8 | 21% | 1 | CONFIDENTIAL | CONFIDENTIAL | ok | new_resolve | 1 | 0 | Carrizo_Wind_NA_CONFIDENTIAL | 0 | 0 | 1 | 1 | 1 | 0 | 1 | 0 | 0 | 1
PCEA | Carrizo_Wind | NA | 2023 | 9 | 1.987 | CONFIDENTIAL | CONFIDENTIAL | planned_new |  | CONFIDENTIAL | CONFIDENTIAL | CAISO_Wind | 0 | wind_low_cf | wind_low_cf_2023_9 | 15% | 1 | CONFIDENTIAL | CONFIDENTIAL | ok | new_resolve | 1 | 0 | Carrizo_Wind_NA_CONFIDENTIAL | 0 | 0 | 1 | 1 | 1 | 0 | 1 | 0 | 0 | 1
PCEA | Carrizo_Wind | NA | 2023 | 10 | 1.2296 | CONFIDENTIAL | CONFIDENTIAL | planned_new |  | CONFIDENTIAL | CONFIDENTIAL | CAISO_Wind | 0 | wind_low_cf | wind_low_cf_2023_10 | 8% | 1 | CONFIDENTIAL | CONFIDENTIAL | ok | new_resolve | 1 | 0 | Carrizo_Wind_NA_CONFIDENTIAL | 0 | 0 | 1 | 1 | 1 | 0 | 1 | 0 | 0 | 1
PCEA | Carrizo_Wind | NA | 2023 | 11 | 0.75467 | CONFIDENTIAL | CONFIDENTIAL | planned_new |  | CONFIDENTIAL | CONFIDENTIAL | CAISO_Wind | 0 | wind_low_cf | wind_low_cf_2023_11 | 12% | 1 | CONFIDENTIAL | CONFIDENTIAL | ok | new_resolve | 1 | 0 | Carrizo_Wind_NA_CONFIDENTIAL | 0 | 0 | 1 | 1 | 1 | 0 | 1 | 0 | 0 | 1
PCEA | Carrizo_Wind | NA | 2023 | 12 | 1.1769 | CONFIDENTIAL | CONFIDENTIAL | planned_new |  | CONFIDENTIAL | CONFIDENTIAL | CAISO_Wind | 0 | wind_low_cf | wind_low_cf_2023_12 | 13% | 1 | CONFIDENTIAL | CONFIDENTIAL | ok | new_resolve | 1 | 0 | Carrizo_Wind_NA_CONFIDENTIAL | 0 | 0 | 1 | 1 | 1 | 0 | 1 | 0 | 0 | 1
PCEA | Carrizo_Wind | NA | 2024 | 1 | 2.641 | CONFIDENTIAL | CONFIDENTIAL | planned_new |  | CONFIDENTIAL | CONFIDENTIAL | CAISO_Wind | 0 | wind_low_cf | wind_low_cf_2024_1 | 16.12% | 1 | CONFIDENTIAL | CONFIDENTIAL | ok | new_resolve | 1 | 0 | Carrizo_Wind_NA_CONFIDENTIAL | 0 | 0 | 1 | 1 | 1 | 0 | 1 | 0 | 0 | 1
PCEA | Carrizo_Wind | NA | 2024 | 2 | 3.105 | CONFIDENTIAL | CONFIDENTIAL | planned_new |  | CONFIDENTIAL | CONFIDENTIAL | CAISO_Wind | 0 | wind_low_cf | wind_low_cf_2024_2 | 13.81% | 1 | CONFIDENTIAL | CONFIDENTIAL | ok | new_resolve | 1 | 0 | Carrizo_Wind_NA_CONFIDENTIAL | 0 | 0 | 1 | 1 | 1 | 0 | 1 | 0 | 0 | 1
PCEA | Carrizo_Wind | NA | 2024 | 3 | 3.7726 | CONFIDENTIAL | CONFIDENTIAL | planned_new |  | CONFIDENTIAL | CONFIDENTIAL | CAISO_Wind | 0 | wind_low_cf | wind_low_cf_2024_3 | 32.23% | 1 | CONFIDENTIAL | CONFIDENTIAL | ok | new_resolve | 1 | 0 | Carrizo_Wind_NA_CONFIDENTIAL | 0 | 0 | 1 | 1 | 1 | 0 | 1 | 0 | 0 | 1
PCEA | Carrizo_Wind | NA | 2024 | 4 | 6.1121 | CONFIDENTIAL | CONFIDENTIAL | planned_new |  | CONFIDENTIAL | CONFIDENTIAL | CAISO_Wind | 0 | wind_low_cf | wind_low_cf_2024_4 | 28.78% | 1 | CONFIDENTIAL | CONFIDENTIAL | ok | new_resolve | 1 | 0 | Carrizo_Wind_NA_CONFIDENTIAL | 0 | 0 | 1 | 1 | 1 | 0 | 1 | 0 | 0 | 1
PCEA | Carrizo_Wind | NA | 2024 | 5 | 8.2231 | CONFIDENTIAL | CONFIDENTIAL | planned_new |  | CONFIDENTIAL | CONFIDENTIAL | CAISO_Wind | 0 | wind_low_cf | wind_low_cf_2024_5 | 28.78% | 1 | CONFIDENTIAL | CONFIDENTIAL | ok | new_resolve | 1 | 0 | Carrizo_Wind_NA_CONFIDENTIAL | 0 | 0 | 1 | 1 | 1 | 0 | 1 | 0 | 0 | 1
PCEA | Carrizo_Wind | NA | 2024 | 6 | 7.4725 | CONFIDENTIAL | CONFIDENTIAL | planned_new |  | CONFIDENTIAL | CONFIDENTIAL | CAISO_Wind | 0 | wind_low_cf | wind_low_cf_2024_6 | 37.99% | 1 | CONFIDENTIAL | CONFIDENTIAL | ok | new_resolve | 1 | 0 | Carrizo_Wind_NA_CONFIDENTIAL | 0 | 0 | 1 | 1 | 1 | 0 | 1 | 0 | 0 | 1
PCEA | Carrizo_Wind | NA | 2024 | 7 | 7.4701 | CONFIDENTIAL | CONFIDENTIAL | planned_new |  | CONFIDENTIAL | CONFIDENTIAL | CAISO_Wind | 0 | wind_low_cf | wind_low_cf_2024_7 | 26.48% | 1 | CONFIDENTIAL | CONFIDENTIAL | ok | new_resolve | 1 | 0 | Carrizo_Wind_NA_CONFIDENTIAL | 0 | 0 | 1 | 1 | 1 | 0 | 1 | 0 | 0 | 1
PCEA | Carrizo_Wind | NA | 2024 | 8 | 6.1515 | CONFIDENTIAL | CONFIDENTIAL | planned_new |  | CONFIDENTIAL | CONFIDENTIAL | CAISO_Wind | 0 | wind_low_cf | wind_low_cf_2024_8 | 24.17% | 1 | CONFIDENTIAL | CONFIDENTIAL | ok | new_resolve | 1 | 0 | Carrizo_Wind_NA_CONFIDENTIAL | 0 | 0 | 1 | 1 | 1 | 0 | 1 | 0 | 0 | 1
PCEA | Carrizo_Wind | NA | 2024 | 9 | 5.3893 | CONFIDENTIAL | CONFIDENTIAL | planned_new |  | CONFIDENTIAL | CONFIDENTIAL | CAISO_Wind | 0 | wind_low_cf | wind_low_cf_2024_9 | 17.27% | 1 | CONFIDENTIAL | CONFIDENTIAL | ok | new_resolve | 1 | 0 | Carrizo_Wind_NA_CONFIDENTIAL | 0 | 0 | 1 | 1 | 1 | 0 | 1 | 0 | 0 | 1
PCEA | Carrizo_Wind | NA | 2024 | 10 | 3.3349 | CONFIDENTIAL | CONFIDENTIAL | planned_new |  | CONFIDENTIAL | CONFIDENTIAL | CAISO_Wind | 0 | wind_low_cf | wind_low_cf_2024_10 | 9.209% | 1 | CONFIDENTIAL | CONFIDENTIAL | ok | new_resolve | 1 | 0 | Carrizo_Wind_NA_CONFIDENTIAL | 0 | 0 | 1 | 1 | 1 | 0 | 1 | 0 | 0 | 1
PCEA | Carrizo_Wind | NA | 2024 | 11 | 2.0469 | CONFIDENTIAL | CONFIDENTIAL | planned_new |  | CONFIDENTIAL | CONFIDENTIAL | CAISO_Wind | 0 | wind_low_cf | wind_low_cf_2024_11 | 13.81% | 1 | CONFIDENTIAL | CONFIDENTIAL | ok | new_resolve | 1 | 0 | Carrizo_Wind_NA_CONFIDENTIAL | 0 | 0 | 1 | 1 | 1 | 0 | 1 | 0 | 0 | 1
PCEA | Carrizo_Wind | NA | 2024 | 12 | 3.1922 | CONFIDENTIAL | CONFIDENTIAL | planned_new |  | CONFIDENTIAL | CONFIDENTIAL | CAISO_Wind | 0 | wind_low_cf | wind_low_cf_2024_12 | 14.96% | 1 | CONFIDENTIAL | CONFIDENTIAL | ok | new_resolve | 1 | 0 | Carrizo_Wind_NA_CONFIDENTIAL | 0 | 0 | 1 | 1 | 1 | 0 | 1 | 0 | 0 | 1
PCEA | Carrizo_Wind | NA | 2025 | 1 | 2.7243 | CONFIDENTIAL | CONFIDENTIAL | planned_new |  | CONFIDENTIAL | CONFIDENTIAL | CAISO_Wind | 0 | wind_low_cf | wind_low_cf_2025_1 | 18.23% | 1 | CONFIDENTIAL | CONFIDENTIAL | ok | new_resolve | 1 | 0 | Carrizo_Wind_NA_CONFIDENTIAL | 0 | 0 | 1 | 1 | 1 | 0 | 1 | 0 | 0 | 1
PCEA | Carrizo_Wind | NA | 2025 | 2 | 3.203 | CONFIDENTIAL | CONFIDENTIAL | planned_new |  | CONFIDENTIAL | CONFIDENTIAL | CAISO_Wind | 0 | wind_low_cf | wind_low_cf_2025_2 | 15.63% | 1 | CONFIDENTIAL | CONFIDENTIAL | ok | new_resolve | 1 | 0 | Carrizo_Wind_NA_CONFIDENTIAL | 0 | 0 | 1 | 1 | 1 | 0 | 1 | 0 | 0 | 1
PCEA | Carrizo_Wind | NA | 2025 | 3 | 3.8916 | CONFIDENTIAL | CONFIDENTIAL | planned_new |  | CONFIDENTIAL | CONFIDENTIAL | CAISO_Wind | 0 | wind_low_cf | wind_low_cf_2025_3 | 36.46% | 1 | CONFIDENTIAL | CONFIDENTIAL | ok | new_resolve | 1 | 0 | Carrizo_Wind_NA_CONFIDENTIAL | 0 | 0 | 1 | 1 | 1 | 0 | 1 | 0 | 0 | 1
PCEA | Carrizo_Wind | NA | 2025 | 4 | 6.3051 | CONFIDENTIAL | CONFIDENTIAL | planned_new |  | CONFIDENTIAL | CONFIDENTIAL | CAISO_Wind | 0 | wind_low_cf | wind_low_cf_2025_4 | 32.56% | 1 | CONFIDENTIAL | CONFIDENTIAL | ok | new_resolve | 1 | 0 | Carrizo_Wind_NA_CONFIDENTIAL | 0 | 0 | 1 | 1 | 1 | 0 | 1 | 0 | 0 | 1
PCEA | Carrizo_Wind | NA | 2025 | 5 | 8.4827 | CONFIDENTIAL | CONFIDENTIAL | planned_new |  | CONFIDENTIAL | CONFIDENTIAL | CAISO_Wind | 0 | wind_low_cf | wind_low_cf_2025_5 | 32.56% | 1 | CONFIDENTIAL | CONFIDENTIAL | ok | new_resolve | 1 | 0 | Carrizo_Wind_NA_CONFIDENTIAL | 0 | 0 | 1 | 1 | 1 | 0 | 1 | 0 | 0 | 1
PCEA | Carrizo_Wind | NA | 2025 | 6 | 7.7084 | CONFIDENTIAL | CONFIDENTIAL | planned_new |  | CONFIDENTIAL | CONFIDENTIAL | CAISO_Wind | 0 | wind_low_cf | wind_low_cf_2025_6 | 42.98% | 1 | CONFIDENTIAL | CONFIDENTIAL | ok | new_resolve | 1 | 0 | Carrizo_Wind_NA_CONFIDENTIAL | 0 | 0 | 1 | 1 | 1 | 0 | 1 | 0 | 0 | 1
PCEA | Carrizo_Wind | NA | 2025 | 7 | 7.7059 | CONFIDENTIAL | CONFIDENTIAL | planned_new |  | CONFIDENTIAL | CONFIDENTIAL | CAISO_Wind | 0 | wind_low_cf | wind_low_cf_2025_7 | 29.95% | 1 | CONFIDENTIAL | CONFIDENTIAL | ok | new_resolve | 1 | 0 | Carrizo_Wind_NA_CONFIDENTIAL | 0 | 0 | 1 | 1 | 1 | 0 | 1 | 0 | 0 | 1
PCEA | Carrizo_Wind | NA | 2025 | 8 | 6.3457 | CONFIDENTIAL | CONFIDENTIAL | planned_new |  | CONFIDENTIAL | CONFIDENTIAL | CAISO_Wind | 0 | wind_low_cf | wind_low_cf_2025_8 | 27.35% | 1 | CONFIDENTIAL | CONFIDENTIAL | ok | new_resolve | 1 | 0 | Carrizo_Wind_NA_CONFIDENTIAL | 0 | 0 | 1 | 1 | 1 | 0 | 1 | 0 | 0 | 1
PCEA | Carrizo_Wind | NA | 2025 | 9 | 5.5594 | CONFIDENTIAL | CONFIDENTIAL | planned_new |  | CONFIDENTIAL | CONFIDENTIAL | CAISO_Wind | 0 | wind_low_cf | wind_low_cf_2025_9 | 19.53% | 1 | CONFIDENTIAL | CONFIDENTIAL | ok | new_resolve | 1 | 0 | Carrizo_Wind_NA_CONFIDENTIAL | 0 | 0 | 1 | 1 | 1 | 0 | 1 | 0 | 0 | 1
PCEA | Carrizo_Wind | NA | 2025 | 10 | 3.4402 | CONFIDENTIAL | CONFIDENTIAL | planned_new |  | CONFIDENTIAL | CONFIDENTIAL | CAISO_Wind | 0 | wind_low_cf | wind_low_cf_2025_10 | 10.42% | 1 | CONFIDENTIAL | CONFIDENTIAL | ok | new_resolve | 1 | 0 | Carrizo_Wind_NA_CONFIDENTIAL | 0 | 0 | 1 | 1 | 1 | 0 | 1 | 0 | 0 | 1
PCEA | Carrizo_Wind | NA | 2025 | 11 | 2.1115 | CONFIDENTIAL | CONFIDENTIAL | planned_new |  | CONFIDENTIAL | CONFIDENTIAL | CAISO_Wind | 0 | wind_low_cf | wind_low_cf_2025_11 | 15.63% | 1 | CONFIDENTIAL | CONFIDENTIAL | ok | new_resolve | 1 | 0 | Carrizo_Wind_NA_CONFIDENTIAL | 0 | 0 | 1 | 1 | 1 | 0 | 1 | 0 | 0 | 1
PCEA | Carrizo_Wind | NA | 2025 | 12 | 3.293 | CONFIDENTIAL | CONFIDENTIAL | planned_new |  | CONFIDENTIAL | CONFIDENTIAL | CAISO_Wind | 0 | wind_low_cf | wind_low_cf_2025_12 | 16.93% | 1 | CONFIDENTIAL | CONFIDENTIAL | ok | new_resolve | 1 | 0 | Carrizo_Wind_NA_CONFIDENTIAL | 0 | 0 | 1 | 1 | 1 | 0 | 1 | 0 | 0 | 1
PCEA | Carrizo_Wind | NA | 2026 | 1 | 2.7243 | CONFIDENTIAL | CONFIDENTIAL | planned_new |  | CONFIDENTIAL | CONFIDENTIAL | CAISO_Wind | 0 | wind_low_cf | wind_low_cf_2026_1 | 20.35% | 1 | CONFIDENTIAL | CONFIDENTIAL | ok | new_resolve | 1 | 0 | Carrizo_Wind_NA_CONFIDENTIAL | 0 | 0 | 1 | 1 | 1 | 0 | 1 | 0 | 0 | 1
PCEA | Carrizo_Wind | NA | 2026 | 2 | 3.203 | CONFIDENTIAL | CONFIDENTIAL | planned_new |  | CONFIDENTIAL | CONFIDENTIAL | CAISO_Wind | 0 | wind_low_cf | wind_low_cf_2026_2 | 17.44% | 1 | CONFIDENTIAL | CONFIDENTIAL | ok | new_resolve | 1 | 0 | Carrizo_Wind_NA_CONFIDENTIAL | 0 | 0 | 1 | 1 | 1 | 0 | 1 | 0 | 0 | 1
PCEA | Carrizo_Wind | NA | 2026 | 3 | 3.8916 | CONFIDENTIAL | CONFIDENTIAL | planned_new |  | CONFIDENTIAL | CONFIDENTIAL | CAISO_Wind | 0 | wind_low_cf | wind_low_cf_2026_3 | 40.7% | 1 | CONFIDENTIAL | CONFIDENTIAL | ok | new_resolve | 1 | 0 | Carrizo_Wind_NA_CONFIDENTIAL | 0 | 0 | 1 | 1 | 1 | 0 | 1 | 0 | 0 | 1
PCEA | Carrizo_Wind | NA | 2026 | 4 | 6.3051 | CONFIDENTIAL | CONFIDENTIAL | planned_new |  | CONFIDENTIAL | CONFIDENTIAL | CAISO_Wind | 0 | wind_low_cf | wind_low_cf_2026_4 | 36.34% | 1 | CONFIDENTIAL | CONFIDENTIAL | ok | new_resolve | 1 | 0 | Carrizo_Wind_NA_CONFIDENTIAL | 0 | 0 | 1 | 1 | 1 | 0 | 1 | 0 | 0 | 1
PCEA | Carrizo_Wind | NA | 2026 | 5 | 8.4827 | CONFIDENTIAL | CONFIDENTIAL | planned_new |  | CONFIDENTIAL | CONFIDENTIAL | CAISO_Wind | 0 | wind_low_cf | wind_low_cf_2026_5 | 36.34% | 1 | CONFIDENTIAL | CONFIDENTIAL | ok | new_resolve | 1 | 0 | Carrizo_Wind_NA_CONFIDENTIAL | 0 | 0 | 1 | 1 | 1 | 0 | 1 | 0 | 0 | 1
PCEA | Carrizo_Wind | NA | 2026 | 6 | 7.7084 | CONFIDENTIAL | CONFIDENTIAL | planned_new |  | CONFIDENTIAL | CONFIDENTIAL | CAISO_Wind | 0 | wind_low_cf | wind_low_cf_2026_6 | 47.96% | 1 | CONFIDENTIAL | CONFIDENTIAL | ok | new_resolve | 1 | 0 | Carrizo_Wind_NA_CONFIDENTIAL | 0 | 0 | 1 | 1 | 1 | 0 | 1 | 0 | 0 | 1
PCEA | Carrizo_Wind | NA | 2026 | 7 | 7.7059 | CONFIDENTIAL | CONFIDENTIAL | planned_new |  | CONFIDENTIAL | CONFIDENTIAL | CAISO_Wind | 0 | wind_low_cf | wind_low_cf_2026_7 | 33.43% | 1 | CONFIDENTIAL | CONFIDENTIAL | ok | new_resolve | 1 | 0 | Carrizo_Wind_NA_CONFIDENTIAL | 0 | 0 | 1 | 1 | 1 | 0 | 1 | 0 | 0 | 1
PCEA | Carrizo_Wind | NA | 2026 | 8 | 6.3457 | CONFIDENTIAL | CONFIDENTIAL | planned_new |  | CONFIDENTIAL | CONFIDENTIAL | CAISO_Wind | 0 | wind_low_cf | wind_low_cf_2026_8 | 30.52% | 1 | CONFIDENTIAL | CONFIDENTIAL | ok | new_resolve | 1 | 0 | Carrizo_Wind_NA_CONFIDENTIAL | 0 | 0 | 1 | 1 | 1 | 0 | 1 | 0 | 0 | 1
PCEA | Carrizo_Wind | NA | 2026 | 9 | 5.5594 | CONFIDENTIAL | CONFIDENTIAL | planned_new |  | CONFIDENTIAL | CONFIDENTIAL | CAISO_Wind | 0 | wind_low_cf | wind_low_cf_2026_9 | 21.8% | 1 | CONFIDENTIAL | CONFIDENTIAL | ok | new_resolve | 1 | 0 | Carrizo_Wind_NA_CONFIDENTIAL | 0 | 0 | 1 | 1 | 1 | 0 | 1 | 0 | 0 | 1
PCEA | Carrizo_Wind | NA | 2026 | 10 | 3.4402 | CONFIDENTIAL | CONFIDENTIAL | planned_new |  | CONFIDENTIAL | CONFIDENTIAL | CAISO_Wind | 0 | wind_low_cf | wind_low_cf_2026_10 | 11.63% | 1 | CONFIDENTIAL | CONFIDENTIAL | ok | new_resolve | 1 | 0 | Carrizo_Wind_NA_CONFIDENTIAL | 0 | 0 | 1 | 1 | 1 | 0 | 1 | 0 | 0 | 1
PCEA | Carrizo_Wind | NA | 2026 | 11 | 2.1115 | CONFIDENTIAL | CONFIDENTIAL | planned_new |  | CONFIDENTIAL | CONFIDENTIAL | CAISO_Wind | 0 | wind_low_cf | wind_low_cf_2026_11 | 17.44% | 1 | CONFIDENTIAL | CONFIDENTIAL | ok | new_resolve | 1 | 0 | Carrizo_Wind_NA_CONFIDENTIAL | 0 | 0 | 1 | 1 | 1 | 0 | 1 | 0 | 0 | 1
PCEA | Carrizo_Wind | NA | 2026 | 12 | 3.293 | CONFIDENTIAL | CONFIDENTIAL | planned_new |  | CONFIDENTIAL | CONFIDENTIAL | CAISO_Wind | 0 | wind_low_cf | wind_low_cf_2026_12 | 18.89% | 1 | CONFIDENTIAL | CONFIDENTIAL | ok | new_resolve | 1 | 0 | Carrizo_Wind_NA_CONFIDENTIAL | 0 | 0 | 1 | 1 | 1 | 0 | 1 | 0 | 0 | 1
PCEA | Carrizo_Wind | NA | 2027 | 1 | 2.7243 | CONFIDENTIAL | CONFIDENTIAL | planned_new |  | CONFIDENTIAL | CONFIDENTIAL | CAISO_Wind | 0 | wind_low_cf | wind_low_cf_2027_1 | 20.32% | 1 | CONFIDENTIAL | CONFIDENTIAL | ok | new_resolve | 1 | 0 | Carrizo_Wind_NA_CONFIDENTIAL | 0 | 0 | 1 | 1 | 1 | 0 | 1 | 0 | 0 | 1
PCEA | Carrizo_Wind | NA | 2027 | 2 | 3.203 | CONFIDENTIAL | CONFIDENTIAL | planned_new |  | CONFIDENTIAL | CONFIDENTIAL | CAISO_Wind | 0 | wind_low_cf | wind_low_cf_2027_2 | 17.42% | 1 | CONFIDENTIAL | CONFIDENTIAL | ok | new_resolve | 1 | 0 | Carrizo_Wind_NA_CONFIDENTIAL | 0 | 0 | 1 | 1 | 1 | 0 | 1 | 0 | 0 | 1
PCEA | Carrizo_Wind | NA | 2027 | 3 | 3.8916 | CONFIDENTIAL | CONFIDENTIAL | planned_new |  | CONFIDENTIAL | CONFIDENTIAL | CAISO_Wind | 0 | wind_low_cf | wind_low_cf_2027_3 | 40.65% | 1 | CONFIDENTIAL | CONFIDENTIAL | ok | new_resolve | 1 | 0 | Carrizo_Wind_NA_CONFIDENTIAL | 0 | 0 | 1 | 1 | 1 | 0 | 1 | 0 | 0 | 1
PCEA | Carrizo_Wind | NA | 2027 | 4 | 6.3051 | CONFIDENTIAL | CONFIDENTIAL | planned_new |  | CONFIDENTIAL | CONFIDENTIAL | CAISO_Wind | 0 | wind_low_cf | wind_low_cf_2027_4 | 36.29% | 1 | CONFIDENTIAL | CONFIDENTIAL | ok | new_resolve | 1 | 0 | Carrizo_Wind_NA_CONFIDENTIAL | 0 | 0 | 1 | 1 | 1 | 0 | 1 | 0 | 0 | 1
PCEA | Carrizo_Wind | NA | 2027 | 5 | 8.4827 | CONFIDENTIAL | CONFIDENTIAL | planned_new |  | CONFIDENTIAL | CONFIDENTIAL | CAISO_Wind | 0 | wind_low_cf | wind_low_cf_2027_5 | 36.29% | 1 | CONFIDENTIAL | CONFIDENTIAL | ok | new_resolve | 1 | 0 | Carrizo_Wind_NA_CONFIDENTIAL | 0 | 0 | 1 | 1 | 1 | 0 | 1 | 0 | 0 | 1
PCEA | Carrizo_Wind | NA | 2027 | 6 | 7.7084 | CONFIDENTIAL | CONFIDENTIAL | planned_new |  | CONFIDENTIAL | CONFIDENTIAL | CAISO_Wind | 0 | wind_low_cf | wind_low_cf_2027_6 | 47.9% | 1 | CONFIDENTIAL | CONFIDENTIAL | ok | new_resolve | 1 | 0 | Carrizo_Wind_NA_CONFIDENTIAL | 0 | 0 | 1 | 1 | 1 | 0 | 1 | 0 | 0 | 1
PCEA | Carrizo_Wind | NA | 2027 | 7 | 7.7059 | CONFIDENTIAL | CONFIDENTIAL | planned_new |  | CONFIDENTIAL | CONFIDENTIAL | CAISO_Wind | 0 | wind_low_cf | wind_low_cf_2027_7 | 33.39% | 1 | CONFIDENTIAL | CONFIDENTIAL | ok | new_resolve | 1 | 0 | Carrizo_Wind_NA_CONFIDENTIAL | 0 | 0 | 1 | 1 | 1 | 0 | 1 | 0 | 0 | 1
PCEA | Carrizo_Wind | NA | 2027 | 8 | 6.3457 | CONFIDENTIAL | CONFIDENTIAL | planned_new |  | CONFIDENTIAL | CONFIDENTIAL | CAISO_Wind | 0 | wind_low_cf | wind_low_cf_2027_8 | 30.48% | 1 | CONFIDENTIAL | CONFIDENTIAL | ok | new_resolve | 1 | 0 | Carrizo_Wind_NA_CONFIDENTIAL | 0 | 0 | 1 | 1 | 1 | 0 | 1 | 0 | 0 | 1
PCEA | Carrizo_Wind | NA | 2027 | 9 | 5.5594 | CONFIDENTIAL | CONFIDENTIAL | planned_new |  | CONFIDENTIAL | CONFIDENTIAL | CAISO_Wind | 0 | wind_low_cf | wind_low_cf_2027_9 | 21.77% | 1 | CONFIDENTIAL | CONFIDENTIAL | ok | new_resolve | 1 | 0 | Carrizo_Wind_NA_CONFIDENTIAL | 0 | 0 | 1 | 1 | 1 | 0 | 1 | 0 | 0 | 1
PCEA | Carrizo_Wind | NA | 2027 | 10 | 3.4402 | CONFIDENTIAL | CONFIDENTIAL | planned_new |  | CONFIDENTIAL | CONFIDENTIAL | CAISO_Wind | 0 | wind_low_cf | wind_low_cf_2027_10 | 11.61% | 1 | CONFIDENTIAL | CONFIDENTIAL | ok | new_resolve | 1 | 0 | Carrizo_Wind_NA_CONFIDENTIAL | 0 | 0 | 1 | 1 | 1 | 0 | 1 | 0 | 0 | 1
PCEA | Carrizo_Wind | NA | 2027 | 11 | 2.1115 | CONFIDENTIAL | CONFIDENTIAL | planned_new |  | CONFIDENTIAL | CONFIDENTIAL | CAISO_Wind | 0 | wind_low_cf | wind_low_cf_2027_11 | 17.42% | 1 | CONFIDENTIAL | CONFIDENTIAL | ok | new_resolve | 1 | 0 | Carrizo_Wind_NA_CONFIDENTIAL | 0 | 0 | 1 | 1 | 1 | 0 | 1 | 0 | 0 | 1
PCEA | Carrizo_Wind | NA | 2027 | 12 | 3.293 | CONFIDENTIAL | CONFIDENTIAL | planned_new |  | CONFIDENTIAL | CONFIDENTIAL | CAISO_Wind | 0 | wind_low_cf | wind_low_cf_2027_12 | 18.87% | 1 | CONFIDENTIAL | CONFIDENTIAL | ok | new_resolve | 1 | 0 | Carrizo_Wind_NA_CONFIDENTIAL | 0 | 0 | 1 | 1 | 1 | 0 | 1 | 0 | 0 | 1
PCEA | Carrizo_Wind | NA | 2028 | 1 | 2.7243 | CONFIDENTIAL | CONFIDENTIAL | planned_new |  | CONFIDENTIAL | CONFIDENTIAL | CAISO_Wind | 0 | wind_low_cf | wind_low_cf_2028_1 | 20.3% | 1 | CONFIDENTIAL | CONFIDENTIAL | ok | new_resolve | 1 | 0 | Carrizo_Wind_NA_CONFIDENTIAL | 0 | 0 | 1 | 1 | 1 | 0 | 1 | 0 | 0 | 1
PCEA | Carrizo_Wind | NA | 2028 | 2 | 3.203 | CONFIDENTIAL | CONFIDENTIAL | planned_new |  | CONFIDENTIAL | CONFIDENTIAL | CAISO_Wind | 0 | wind_low_cf | wind_low_cf_2028_2 | 17.4% | 1 | CONFIDENTIAL | CONFIDENTIAL | ok | new_resolve | 1 | 0 | Carrizo_Wind_NA_CONFIDENTIAL | 0 | 0 | 1 | 1 | 1 | 0 | 1 | 0 | 0 | 1
PCEA | Carrizo_Wind | NA | 2028 | 3 | 3.8916 | CONFIDENTIAL | CONFIDENTIAL | planned_new |  | CONFIDENTIAL | CONFIDENTIAL | CAISO_Wind | 0 | wind_low_cf | wind_low_cf_2028_3 | 40.59% | 1 | CONFIDENTIAL | CONFIDENTIAL | ok | new_resolve | 1 | 0 | Carrizo_Wind_NA_CONFIDENTIAL | 0 | 0 | 1 | 1 | 1 | 0 | 1 | 0 | 0 | 1
PCEA | Carrizo_Wind | NA | 2028 | 4 | 6.3051 | CONFIDENTIAL | CONFIDENTIAL | planned_new |  | CONFIDENTIAL | CONFIDENTIAL | CAISO_Wind | 0 | wind_low_cf | wind_low_cf_2028_4 | 36.25% | 1 | CONFIDENTIAL | CONFIDENTIAL | ok | new_resolve | 1 | 0 | Carrizo_Wind_NA_CONFIDENTIAL | 0 | 0 | 1 | 1 | 1 | 0 | 1 | 0 | 0 | 1
PCEA | Carrizo_Wind | NA | 2028 | 5 | 8.4827 | CONFIDENTIAL | CONFIDENTIAL | planned_new |  | CONFIDENTIAL | CONFIDENTIAL | CAISO_Wind | 0 | wind_low_cf | wind_low_cf_2028_5 | 36.25% | 1 | CONFIDENTIAL | CONFIDENTIAL | ok | new_resolve | 1 | 0 | Carrizo_Wind_NA_CONFIDENTIAL | 0 | 0 | 1 | 1 | 1 | 0 | 1 | 0 | 0 | 1
PCEA | Carrizo_Wind | NA | 2028 | 6 | 7.7084 | CONFIDENTIAL | CONFIDENTIAL | planned_new |  | CONFIDENTIAL | CONFIDENTIAL | CAISO_Wind | 0 | wind_low_cf | wind_low_cf_2028_6 | 47.84% | 1 | CONFIDENTIAL | CONFIDENTIAL | ok | new_resolve | 1 | 0 | Carrizo_Wind_NA_CONFIDENTIAL | 0 | 0 | 1 | 1 | 1 | 0 | 1 | 0 | 0 | 1
PCEA | Carrizo_Wind | NA | 2028 | 7 | 7.7059 | CONFIDENTIAL | CONFIDENTIAL | planned_new |  | CONFIDENTIAL | CONFIDENTIAL | CAISO_Wind | 0 | wind_low_cf | wind_low_cf_2028_7 | 33.35% | 1 | CONFIDENTIAL | CONFIDENTIAL | ok | new_resolve | 1 | 0 | Carrizo_Wind_NA_CONFIDENTIAL | 0 | 0 | 1 | 1 | 1 | 0 | 1 | 0 | 0 | 1
PCEA | Carrizo_Wind | NA | 2028 | 8 | 6.3457 | CONFIDENTIAL | CONFIDENTIAL | planned_new |  | CONFIDENTIAL | CONFIDENTIAL | CAISO_Wind | 0 | wind_low_cf | wind_low_cf_2028_8 | 30.45% | 1 | CONFIDENTIAL | CONFIDENTIAL | ok | new_resolve | 1 | 0 | Carrizo_Wind_NA_CONFIDENTIAL | 0 | 0 | 1 | 1 | 1 | 0 | 1 | 0 | 0 | 1
PCEA | Carrizo_Wind | NA | 2028 | 9 | 5.5594 | CONFIDENTIAL | CONFIDENTIAL | planned_new |  | CONFIDENTIAL | CONFIDENTIAL | CAISO_Wind | 0 | wind_low_cf | wind_low_cf_2028_9 | 21.75% | 1 | CONFIDENTIAL | CONFIDENTIAL | ok | new_resolve | 1 | 0 | Carrizo_Wind_NA_CONFIDENTIAL | 0 | 0 | 1 | 1 | 1 | 0 | 1 | 0 | 0 | 1
PCEA | Carrizo_Wind | NA | 2028 | 10 | 3.4402 | CONFIDENTIAL | CONFIDENTIAL | planned_new |  | CONFIDENTIAL | CONFIDENTIAL | CAISO_Wind | 0 | wind_low_cf | wind_low_cf_2028_10 | 11.6% | 1 | CONFIDENTIAL | CONFIDENTIAL | ok | new_resolve | 1 | 0 | Carrizo_Wind_NA_CONFIDENTIAL | 0 | 0 | 1 | 1 | 1 | 0 | 1 | 0 | 0 | 1
PCEA | Carrizo_Wind | NA | 2028 | 11 | 2.1115 | CONFIDENTIAL | CONFIDENTIAL | planned_new |  | CONFIDENTIAL | CONFIDENTIAL | CAISO_Wind | 0 | wind_low_cf | wind_low_cf_2028_11 | 17.4% | 1 | CONFIDENTIAL | CONFIDENTIAL | ok | new_resolve | 1 | 0 | Carrizo_Wind_NA_CONFIDENTIAL | 0 | 0 | 1 | 1 | 1 | 0 | 1 | 0 | 0 | 1
PCEA | Carrizo_Wind | NA | 2028 | 12 | 3.293 | CONFIDENTIAL | CONFIDENTIAL | planned_new |  | CONFIDENTIAL | CONFIDENTIAL | CAISO_Wind | 0 | wind_low_cf | wind_low_cf_2028_12 | 18.85% | 1 | CONFIDENTIAL | CONFIDENTIAL | ok | new_resolve | 1 | 0 | Carrizo_Wind_NA_CONFIDENTIAL | 0 | 0 | 1 | 1 | 1 | 0 | 1 | 0 | 0 | 1
PCEA | Carrizo_Wind | NA | 2029 | 1 | 2.7243 | CONFIDENTIAL | CONFIDENTIAL | planned_new |  | CONFIDENTIAL | CONFIDENTIAL | CAISO_Wind | 0 | wind_low_cf | wind_low_cf_2029_1 | 20.27% | 1 | CONFIDENTIAL | CONFIDENTIAL | ok | new_resolve | 1 | 0 | Carrizo_Wind_NA_CONFIDENTIAL | 0 | 0 | 1 | 1 | 1 | 0 | 1 | 0 | 0 | 1
PCEA | Carrizo_Wind | NA | 2029 | 2 | 3.203 | CONFIDENTIAL | CONFIDENTIAL | planned_new |  | CONFIDENTIAL | CONFIDENTIAL | CAISO_Wind | 0 | wind_low_cf | wind_low_cf_2029_2 | 17.38% | 1 | CONFIDENTIAL | CONFIDENTIAL | ok | new_resolve | 1 | 0 | Carrizo_Wind_NA_CONFIDENTIAL | 0 | 0 | 1 | 1 | 1 | 0 | 1 | 0 | 0 | 1
PCEA | Carrizo_Wind | NA | 2029 | 3 | 3.8916 | CONFIDENTIAL | CONFIDENTIAL | planned_new |  | CONFIDENTIAL | CONFIDENTIAL | CAISO_Wind | 0 | wind_low_cf | wind_low_cf_2029_3 | 40.54% | 1 | CONFIDENTIAL | CONFIDENTIAL | ok | new_resolve | 1 | 0 | Carrizo_Wind_NA_CONFIDENTIAL | 0 | 0 | 1 | 1 | 1 | 0 | 1 | 0 | 0 | 1
PCEA | Carrizo_Wind | NA | 2029 | 4 | 6.3051 | CONFIDENTIAL | CONFIDENTIAL | planned_new |  | CONFIDENTIAL | CONFIDENTIAL | CAISO_Wind | 0 | wind_low_cf | wind_low_cf_2029_4 | 36.2% | 1 | CONFIDENTIAL | CONFIDENTIAL | ok | new_resolve | 1 | 0 | Carrizo_Wind_NA_CONFIDENTIAL | 0 | 0 | 1 | 1 | 1 | 0 | 1 | 0 | 0 | 1
PCEA | Carrizo_Wind | NA | 2029 | 5 | 8.4827 | CONFIDENTIAL | CONFIDENTIAL | planned_new |  | CONFIDENTIAL | CONFIDENTIAL | CAISO_Wind | 0 | wind_low_cf | wind_low_cf_2029_5 | 36.2% | 1 | CONFIDENTIAL | CONFIDENTIAL | ok | new_resolve | 1 | 0 | Carrizo_Wind_NA_CONFIDENTIAL | 0 | 0 | 1 | 1 | 1 | 0 | 1 | 0 | 0 | 1
PCEA | Carrizo_Wind | NA | 2029 | 6 | 7.7084 | CONFIDENTIAL | CONFIDENTIAL | planned_new |  | CONFIDENTIAL | CONFIDENTIAL | CAISO_Wind | 0 | wind_low_cf | wind_low_cf_2029_6 | 47.78% | 1 | CONFIDENTIAL | CONFIDENTIAL | ok | new_resolve | 1 | 0 | Carrizo_Wind_NA_CONFIDENTIAL | 0 | 0 | 1 | 1 | 1 | 0 | 1 | 0 | 0 | 1
PCEA | Carrizo_Wind | NA | 2029 | 7 | 7.7059 | CONFIDENTIAL | CONFIDENTIAL | planned_new |  | CONFIDENTIAL | CONFIDENTIAL | CAISO_Wind | 0 | wind_low_cf | wind_low_cf_2029_7 | 33.3% | 1 | CONFIDENTIAL | CONFIDENTIAL | ok | new_resolve | 1 | 0 | Carrizo_Wind_NA_CONFIDENTIAL | 0 | 0 | 1 | 1 | 1 | 0 | 1 | 0 | 0 | 1
PCEA | Carrizo_Wind | NA | 2029 | 8 | 6.3457 | CONFIDENTIAL | CONFIDENTIAL | planned_new |  | CONFIDENTIAL | CONFIDENTIAL | CAISO_Wind | 0 | wind_low_cf | wind_low_cf_2029_8 | 30.41% | 1 | CONFIDENTIAL | CONFIDENTIAL | ok | new_resolve | 1 | 0 | Carrizo_Wind_NA_CONFIDENTIAL | 0 | 0 | 1 | 1 | 1 | 0 | 1 | 0 | 0 | 1
PCEA | Carrizo_Wind | NA | 2029 | 9 | 5.5594 | CONFIDENTIAL | CONFIDENTIAL | planned_new |  | CONFIDENTIAL | CONFIDENTIAL | CAISO_Wind | 0 | wind_low_cf | wind_low_cf_2029_9 | 21.72% | 1 | CONFIDENTIAL | CONFIDENTIAL | ok | new_resolve | 1 | 0 | Carrizo_Wind_NA_CONFIDENTIAL | 0 | 0 | 1 | 1 | 1 | 0 | 1 | 0 | 0 | 1
PCEA | Carrizo_Wind | NA | 2029 | 10 | 3.4402 | CONFIDENTIAL | CONFIDENTIAL | planned_new |  | CONFIDENTIAL | CONFIDENTIAL | CAISO_Wind | 0 | wind_low_cf | wind_low_cf_2029_10 | 11.58% | 1 | CONFIDENTIAL | CONFIDENTIAL | ok | new_resolve | 1 | 0 | Carrizo_Wind_NA_CONFIDENTIAL | 0 | 0 | 1 | 1 | 1 | 0 | 1 | 0 | 0 | 1
PCEA | Carrizo_Wind | NA | 2029 | 11 | 2.1115 | CONFIDENTIAL | CONFIDENTIAL | planned_new |  | CONFIDENTIAL | CONFIDENTIAL | CAISO_Wind | 0 | wind_low_cf | wind_low_cf_2029_11 | 17.38% | 1 | CONFIDENTIAL | CONFIDENTIAL | ok | new_resolve | 1 | 0 | Carrizo_Wind_NA_CONFIDENTIAL | 0 | 0 | 1 | 1 | 1 | 0 | 1 | 0 | 0 | 1
PCEA | Carrizo_Wind | NA | 2029 | 12 | 3.293 | CONFIDENTIAL | CONFIDENTIAL | planned_new |  | CONFIDENTIAL | CONFIDENTIAL | CAISO_Wind | 0 | wind_low_cf | wind_low_cf_2029_12 | 18.82% | 1 | CONFIDENTIAL | CONFIDENTIAL | ok | new_resolve | 1 | 0 | Carrizo_Wind_NA_CONFIDENTIAL | 0 | 0 | 1 | 1 | 1 | 0 | 1 | 0 | 0 | 1
PCEA | Carrizo_Wind | NA | 2030 | 1 | 2.7243 | CONFIDENTIAL | CONFIDENTIAL | planned_new |  | CONFIDENTIAL | CONFIDENTIAL | CAISO_Wind | 0 | wind_low_cf | wind_low_cf_2030_1 | 20.25% | 1 | CONFIDENTIAL | CONFIDENTIAL | ok | new_resolve | 1 | 0 | Carrizo_Wind_NA_CONFIDENTIAL | 0 | 0 | 1 | 1 | 1 | 0 | 1 | 0 | 0 | 1
PCEA | Carrizo_Wind | NA | 2030 | 2 | 3.203 | CONFIDENTIAL | CONFIDENTIAL | planned_new |  | CONFIDENTIAL | CONFIDENTIAL | CAISO_Wind | 0 | wind_low_cf | wind_low_cf_2030_2 | 17.35% | 1 | CONFIDENTIAL | CONFIDENTIAL | ok | new_resolve | 1 | 0 | Carrizo_Wind_NA_CONFIDENTIAL | 0 | 0 | 1 | 1 | 1 | 0 | 1 | 0 | 0 | 1
PCEA | Carrizo_Wind | NA | 2030 | 3 | 3.8916 | CONFIDENTIAL | CONFIDENTIAL | planned_new |  | CONFIDENTIAL | CONFIDENTIAL | CAISO_Wind | 0 | wind_low_cf | wind_low_cf_2030_3 | 40.49% | 1 | CONFIDENTIAL | CONFIDENTIAL | ok | new_resolve | 1 | 0 | Carrizo_Wind_NA_CONFIDENTIAL | 0 | 0 | 1 | 1 | 1 | 0 | 1 | 0 | 0 | 1
PCEA | Carrizo_Wind | NA | 2030 | 4 | 6.3051 | CONFIDENTIAL | CONFIDENTIAL | planned_new |  | CONFIDENTIAL | CONFIDENTIAL | CAISO_Wind | 0 | wind_low_cf | wind_low_cf_2030_4 | 36.15% | 1 | CONFIDENTIAL | CONFIDENTIAL | ok | new_resolve | 1 | 0 | Carrizo_Wind_NA_CONFIDENTIAL | 0 | 0 | 1 | 1 | 1 | 0 | 1 | 0 | 0 | 1
PCEA | Carrizo_Wind | NA | 2030 | 5 | 8.4827 | CONFIDENTIAL | CONFIDENTIAL | planned_new |  | CONFIDENTIAL | CONFIDENTIAL | CAISO_Wind | 0 | wind_low_cf | wind_low_cf_2030_5 | 36.15% | 1 | CONFIDENTIAL | CONFIDENTIAL | ok | new_resolve | 1 | 0 | Carrizo_Wind_NA_CONFIDENTIAL | 0 | 0 | 1 | 1 | 1 | 0 | 1 | 0 | 0 | 1
PCEA | Carrizo_Wind | NA | 2030 | 6 | 7.7084 | CONFIDENTIAL | CONFIDENTIAL | planned_new |  | CONFIDENTIAL | CONFIDENTIAL | CAISO_Wind | 0 | wind_low_cf | wind_low_cf_2030_6 | 47.72% | 1 | CONFIDENTIAL | CONFIDENTIAL | ok | new_resolve | 1 | 0 | Carrizo_Wind_NA_CONFIDENTIAL | 0 | 0 | 1 | 1 | 1 | 0 | 1 | 0 | 0 | 1
PCEA | Carrizo_Wind | NA | 2030 | 7 | 7.7059 | CONFIDENTIAL | CONFIDENTIAL | planned_new |  | CONFIDENTIAL | CONFIDENTIAL | CAISO_Wind | 0 | wind_low_cf | wind_low_cf_2030_7 | 33.26% | 1 | CONFIDENTIAL | CONFIDENTIAL | ok | new_resolve | 1 | 0 | Carrizo_Wind_NA_CONFIDENTIAL | 0 | 0 | 1 | 1 | 1 | 0 | 1 | 0 | 0 | 1
PCEA | Carrizo_Wind | NA | 2030 | 8 | 6.3457 | CONFIDENTIAL | CONFIDENTIAL | planned_new |  | CONFIDENTIAL | CONFIDENTIAL | CAISO_Wind | 0 | wind_low_cf | wind_low_cf_2030_8 | 30.37% | 1 | CONFIDENTIAL | CONFIDENTIAL | ok | new_resolve | 1 | 0 | Carrizo_Wind_NA_CONFIDENTIAL | 0 | 0 | 1 | 1 | 1 | 0 | 1 | 0 | 0 | 1
PCEA | Carrizo_Wind | NA | 2030 | 9 | 5.5594 | CONFIDENTIAL | CONFIDENTIAL | planned_new |  | CONFIDENTIAL | CONFIDENTIAL | CAISO_Wind | 0 | wind_low_cf | wind_low_cf_2030_9 | 21.69% | 1 | CONFIDENTIAL | CONFIDENTIAL | ok | new_resolve | 1 | 0 | Carrizo_Wind_NA_CONFIDENTIAL | 0 | 0 | 1 | 1 | 1 | 0 | 1 | 0 | 0 | 1
PCEA | Carrizo_Wind | NA | 2030 | 10 | 3.4402 | CONFIDENTIAL | CONFIDENTIAL | planned_new |  | CONFIDENTIAL | CONFIDENTIAL | CAISO_Wind | 0 | wind_low_cf | wind_low_cf_2030_10 | 11.57% | 1 | CONFIDENTIAL | CONFIDENTIAL | ok | new_resolve | 1 | 0 | Carrizo_Wind_NA_CONFIDENTIAL | 0 | 0 | 1 | 1 | 1 | 0 | 1 | 0 | 0 | 1
PCEA | Carrizo_Wind | NA | 2030 | 11 | 2.1115 | CONFIDENTIAL | CONFIDENTIAL | planned_new |  | CONFIDENTIAL | CONFIDENTIAL | CAISO_Wind | 0 | wind_low_cf | wind_low_cf_2030_11 | 17.35% | 1 | CONFIDENTIAL | CONFIDENTIAL | ok | new_resolve | 1 | 0 | Carrizo_Wind_NA_CONFIDENTIAL | 0 | 0 | 1 | 1 | 1 | 0 | 1 | 0 | 0 | 1
PCEA | Carrizo_Wind | NA | 2030 | 12 | 3.293 | CONFIDENTIAL | CONFIDENTIAL | planned_new |  | CONFIDENTIAL | CONFIDENTIAL | CAISO_Wind | 0 | wind_low_cf | wind_low_cf_2030_12 | 18.8% | 1 | CONFIDENTIAL | CONFIDENTIAL | ok | new_resolve | 1 | 0 | Carrizo_Wind_NA_CONFIDENTIAL | 0 | 0 | 1 | 1 | 1 | 0 | 1 | 0 | 0 | 1
PCEA | Greater_Imperial_Wind | NA | 2024 | 1 | 14.7932 | CONFIDENTIAL | CONFIDENTIAL | planned_new |  | CONFIDENTIAL | CONFIDENTIAL | CAISO_Wind | 0 | wind_low_cf | wind_low_cf_2024_1 | 16.12% | 1 | CONFIDENTIAL | CONFIDENTIAL | ok | new_resolve | 1 | 0 | Greater_Imperial_Wind_NA_CONFIDENTIAL | 1 | 22 | 1 | 1 | 1 | 0 | 1 | 0 | 0 | 1
PCEA | Greater_Imperial_Wind | NA | 2024 | 2 | 11.8483 | CONFIDENTIAL | CONFIDENTIAL | planned_new |  | CONFIDENTIAL | CONFIDENTIAL | CAISO_Wind | 0 | wind_low_cf | wind_low_cf_2024_2 | 13.81% | 1 | CONFIDENTIAL | CONFIDENTIAL | ok | new_resolve | 1 | 0 | Greater_Imperial_Wind_NA_CONFIDENTIAL | 0 | 0 | 1 | 1 | 1 | 0 | 1 | 0 | 0 | 1
PCEA | Greater_Imperial_Wind | NA | 2024 | 3 | 10.3772 | CONFIDENTIAL | CONFIDENTIAL | planned_new |  | CONFIDENTIAL | CONFIDENTIAL | CAISO_Wind | 0 | wind_low_cf | wind_low_cf_2024_3 | 32.23% | 1 | CONFIDENTIAL | CONFIDENTIAL | ok | new_resolve | 1 | 0 | Greater_Imperial_Wind_NA_CONFIDENTIAL | 0 | 0 | 1 | 1 | 1 | 0 | 1 | 0 | 0 | 1
PCEA | Greater_Imperial_Wind | NA | 2024 | 4 | 10.086 | CONFIDENTIAL | CONFIDENTIAL | planned_new |  | CONFIDENTIAL | CONFIDENTIAL | CAISO_Wind | 0 | wind_low_cf | wind_low_cf_2024_4 | 28.78% | 1 | CONFIDENTIAL | CONFIDENTIAL | ok | new_resolve | 1 | 0 | Greater_Imperial_Wind_NA_CONFIDENTIAL | 0 | 0 | 1 | 1 | 1 | 0 | 1 | 0 | 0 | 1
PCEA | Greater_Imperial_Wind | NA | 2024 | 5 | 8.811 | CONFIDENTIAL | CONFIDENTIAL | planned_new |  | CONFIDENTIAL | CONFIDENTIAL | CAISO_Wind | 0 | wind_low_cf | wind_low_cf_2024_5 | 28.78% | 1 | CONFIDENTIAL | CONFIDENTIAL | ok | new_resolve | 1 | 0 | Greater_Imperial_Wind_NA_CONFIDENTIAL | 0 | 0 | 1 | 1 | 1 | 0 | 1 | 0 | 0 | 1
PCEA | Greater_Imperial_Wind | NA | 2024 | 6 | 8.8413 | CONFIDENTIAL | CONFIDENTIAL | planned_new |  | CONFIDENTIAL | CONFIDENTIAL | CAISO_Wind | 0 | wind_low_cf | wind_low_cf_2024_6 | 37.99% | 1 | CONFIDENTIAL | CONFIDENTIAL | ok | new_resolve | 1 | 0 | Greater_Imperial_Wind_NA_CONFIDENTIAL | 0 | 0 | 1 | 1 | 1 | 0 | 1 | 0 | 0 | 1
PCEA | Greater_Imperial_Wind | NA | 2024 | 7 | 6.9258 | CONFIDENTIAL | CONFIDENTIAL | planned_new |  | CONFIDENTIAL | CONFIDENTIAL | CAISO_Wind | 0 | wind_low_cf | wind_low_cf_2024_7 | 26.48% | 1 | CONFIDENTIAL | CONFIDENTIAL | ok | new_resolve | 1 | 0 | Greater_Imperial_Wind_NA_CONFIDENTIAL | 0 | 0 | 1 | 1 | 1 | 0 | 1 | 0 | 0 | 1
PCEA | Greater_Imperial_Wind | NA | 2024 | 8 | 6.3725 | CONFIDENTIAL | CONFIDENTIAL | planned_new |  | CONFIDENTIAL | CONFIDENTIAL | CAISO_Wind | 0 | wind_low_cf | wind_low_cf_2024_8 | 24.17% | 1 | CONFIDENTIAL | CONFIDENTIAL | ok | new_resolve | 1 | 0 | Greater_Imperial_Wind_NA_CONFIDENTIAL | 0 | 0 | 1 | 1 | 1 | 0 | 1 | 0 | 0 | 1
PCEA | Greater_Imperial_Wind | NA | 2024 | 9 | 8.6093 | CONFIDENTIAL | CONFIDENTIAL | planned_new |  | CONFIDENTIAL | CONFIDENTIAL | CAISO_Wind | 0 | wind_low_cf | wind_low_cf_2024_9 | 17.27% | 1 | CONFIDENTIAL | CONFIDENTIAL | ok | new_resolve | 1 | 0 | Greater_Imperial_Wind_NA_CONFIDENTIAL | 0 | 0 | 1 | 1 | 1 | 0 | 1 | 0 | 0 | 1
PCEA | Greater_Imperial_Wind | NA | 2024 | 10 | 11.5362 | CONFIDENTIAL | CONFIDENTIAL | planned_new |  | CONFIDENTIAL | CONFIDENTIAL | CAISO_Wind | 0 | wind_low_cf | wind_low_cf_2024_10 | 9.209% | 1 | CONFIDENTIAL | CONFIDENTIAL | ok | new_resolve | 1 | 0 | Greater_Imperial_Wind_NA_CONFIDENTIAL | 0 | 0 | 1 | 1 | 1 | 0 | 1 | 0 | 0 | 1
PCEA | Greater_Imperial_Wind | NA | 2024 | 11 | 8.4902 | CONFIDENTIAL | CONFIDENTIAL | planned_new |  | CONFIDENTIAL | CONFIDENTIAL | CAISO_Wind | 0 | wind_low_cf | wind_low_cf_2024_11 | 13.81% | 1 | CONFIDENTIAL | CONFIDENTIAL | ok | new_resolve | 1 | 0 | Greater_Imperial_Wind_NA_CONFIDENTIAL | 0 | 0 | 1 | 1 | 1 | 0 | 1 | 0 | 0 | 1
PCEA | Greater_Imperial_Wind | NA | 2024 | 12 | 13.4733 | CONFIDENTIAL | CONFIDENTIAL | planned_new |  | CONFIDENTIAL | CONFIDENTIAL | CAISO_Wind | 0 | wind_low_cf | wind_low_cf_2024_12 | 14.96% | 1 | CONFIDENTIAL | CONFIDENTIAL | ok | new_resolve | 1 | 0 | Greater_Imperial_Wind_NA_CONFIDENTIAL | 0 | 0 | 1 | 1 | 1 | 0 | 1 | 0 | 0 | 1
PCEA | Greater_Imperial_Wind | NA | 2025 | 1 | 15.2695 | CONFIDENTIAL | CONFIDENTIAL | planned_new |  | CONFIDENTIAL | CONFIDENTIAL | CAISO_Wind | 0 | wind_low_cf | wind_low_cf_2025_1 | 18.23% | 1 | CONFIDENTIAL | CONFIDENTIAL | ok | new_resolve | 1 | 0 | Greater_Imperial_Wind_NA_CONFIDENTIAL | 0 | 0 | 1 | 1 | 1 | 0 | 1 | 0 | 0 | 1
PCEA | Greater_Imperial_Wind | NA | 2025 | 2 | 12.2298 | CONFIDENTIAL | CONFIDENTIAL | planned_new |  | CONFIDENTIAL | CONFIDENTIAL | CAISO_Wind | 0 | wind_low_cf | wind_low_cf_2025_2 | 15.63% | 1 | CONFIDENTIAL | CONFIDENTIAL | ok | new_resolve | 1 | 0 | Greater_Imperial_Wind_NA_CONFIDENTIAL | 0 | 0 | 1 | 1 | 1 | 0 | 1 | 0 | 0 | 1
PCEA | Greater_Imperial_Wind | NA | 2025 | 3 | 10.7113 | CONFIDENTIAL | CONFIDENTIAL | planned_new |  | CONFIDENTIAL | CONFIDENTIAL | CAISO_Wind | 0 | wind_low_cf | wind_low_cf_2025_3 | 36.46% | 1 | CONFIDENTIAL | CONFIDENTIAL | ok | new_resolve | 1 | 0 | Greater_Imperial_Wind_NA_CONFIDENTIAL | 0 | 0 | 1 | 1 | 1 | 0 | 1 | 0 | 0 | 1
PCEA | Greater_Imperial_Wind | NA | 2025 | 4 | 10.4108 | CONFIDENTIAL | CONFIDENTIAL | planned_new |  | CONFIDENTIAL | CONFIDENTIAL | CAISO_Wind | 0 | wind_low_cf | wind_low_cf_2025_4 | 32.56% | 1 | CONFIDENTIAL | CONFIDENTIAL | ok | new_resolve | 1 | 0 | Greater_Imperial_Wind_NA_CONFIDENTIAL | 0 | 0 | 1 | 1 | 1 | 0 | 1 | 0 | 0 | 1
PCEA | Greater_Imperial_Wind | NA | 2025 | 5 | 9.0947 | CONFIDENTIAL | CONFIDENTIAL | planned_new |  | CONFIDENTIAL | CONFIDENTIAL | CAISO_Wind | 0 | wind_low_cf | wind_low_cf_2025_5 | 32.56% | 1 | CONFIDENTIAL | CONFIDENTIAL | ok | new_resolve | 1 | 0 | Greater_Imperial_Wind_NA_CONFIDENTIAL | 0 | 0 | 1 | 1 | 1 | 0 | 1 | 0 | 0 | 1
PCEA | Greater_Imperial_Wind | NA | 2025 | 6 | 9.126 | CONFIDENTIAL | CONFIDENTIAL | planned_new |  | CONFIDENTIAL | CONFIDENTIAL | CAISO_Wind | 0 | wind_low_cf | wind_low_cf_2025_6 | 42.98% | 1 | CONFIDENTIAL | CONFIDENTIAL | ok | new_resolve | 1 | 0 | Greater_Imperial_Wind_NA_CONFIDENTIAL | 0 | 0 | 1 | 1 | 1 | 0 | 1 | 0 | 0 | 1
PCEA | Greater_Imperial_Wind | NA | 2025 | 7 | 7.1488 | CONFIDENTIAL | CONFIDENTIAL | planned_new |  | CONFIDENTIAL | CONFIDENTIAL | CAISO_Wind | 0 | wind_low_cf | wind_low_cf_2025_7 | 29.95% | 1 | CONFIDENTIAL | CONFIDENTIAL | ok | new_resolve | 1 | 0 | Greater_Imperial_Wind_NA_CONFIDENTIAL | 0 | 0 | 1 | 1 | 1 | 0 | 1 | 0 | 0 | 1
PCEA | Greater_Imperial_Wind | NA | 2025 | 8 | 6.5777 | CONFIDENTIAL | CONFIDENTIAL | planned_new |  | CONFIDENTIAL | CONFIDENTIAL | CAISO_Wind | 0 | wind_low_cf | wind_low_cf_2025_8 | 27.35% | 1 | CONFIDENTIAL | CONFIDENTIAL | ok | new_resolve | 1 | 0 | Greater_Imperial_Wind_NA_CONFIDENTIAL | 0 | 0 | 1 | 1 | 1 | 0 | 1 | 0 | 0 | 1
PCEA | Greater_Imperial_Wind | NA | 2025 | 9 | 8.8865 | CONFIDENTIAL | CONFIDENTIAL | planned_new |  | CONFIDENTIAL | CONFIDENTIAL | CAISO_Wind | 0 | wind_low_cf | wind_low_cf_2025_9 | 19.53% | 1 | CONFIDENTIAL | CONFIDENTIAL | ok | new_resolve | 1 | 0 | Greater_Imperial_Wind_NA_CONFIDENTIAL | 0 | 0 | 1 | 1 | 1 | 0 | 1 | 0 | 0 | 1
PCEA | Greater_Imperial_Wind | NA | 2025 | 10 | 11.9077 | CONFIDENTIAL | CONFIDENTIAL | planned_new |  | CONFIDENTIAL | CONFIDENTIAL | CAISO_Wind | 0 | wind_low_cf | wind_low_cf_2025_10 | 10.42% | 1 | CONFIDENTIAL | CONFIDENTIAL | ok | new_resolve | 1 | 0 | Greater_Imperial_Wind_NA_CONFIDENTIAL | 0 | 0 | 1 | 1 | 1 | 0 | 1 | 0 | 0 | 1
PCEA | Greater_Imperial_Wind | NA | 2025 | 11 | 8.7636 | CONFIDENTIAL | CONFIDENTIAL | planned_new |  | CONFIDENTIAL | CONFIDENTIAL | CAISO_Wind | 0 | wind_low_cf | wind_low_cf_2025_11 | 15.63% | 1 | CONFIDENTIAL | CONFIDENTIAL | ok | new_resolve | 1 | 0 | Greater_Imperial_Wind_NA_CONFIDENTIAL | 0 | 0 | 1 | 1 | 1 | 0 | 1 | 0 | 0 | 1
PCEA | Greater_Imperial_Wind | NA | 2025 | 12 | 13.9071 | CONFIDENTIAL | CONFIDENTIAL | planned_new |  | CONFIDENTIAL | CONFIDENTIAL | CAISO_Wind | 0 | wind_low_cf | wind_low_cf_2025_12 | 16.93% | 1 | CONFIDENTIAL | CONFIDENTIAL | ok | new_resolve | 1 | 0 | Greater_Imperial_Wind_NA_CONFIDENTIAL | 0 | 0 | 1 | 1 | 1 | 0 | 1 | 0 | 0 | 1
PCEA | Greater_Imperial_Wind | NA | 2026 | 1 | 15.2695 | CONFIDENTIAL | CONFIDENTIAL | planned_new |  | CONFIDENTIAL | CONFIDENTIAL | CAISO_Wind | 0 | wind_low_cf | wind_low_cf_2026_1 | 20.35% | 1 | CONFIDENTIAL | CONFIDENTIAL | ok | new_resolve | 1 | 0 | Greater_Imperial_Wind_NA_CONFIDENTIAL | 0 | 0 | 1 | 1 | 1 | 0 | 1 | 0 | 0 | 1
PCEA | Greater_Imperial_Wind | NA | 2026 | 2 | 12.2298 | CONFIDENTIAL | CONFIDENTIAL | planned_new |  | CONFIDENTIAL | CONFIDENTIAL | CAISO_Wind | 0 | wind_low_cf | wind_low_cf_2026_2 | 17.44% | 1 | CONFIDENTIAL | CONFIDENTIAL | ok | new_resolve | 1 | 0 | Greater_Imperial_Wind_NA_CONFIDENTIAL | 0 | 0 | 1 | 1 | 1 | 0 | 1 | 0 | 0 | 1
PCEA | Greater_Imperial_Wind | NA | 2026 | 3 | 10.7113 | CONFIDENTIAL | CONFIDENTIAL | planned_new |  | CONFIDENTIAL | CONFIDENTIAL | CAISO_Wind | 0 | wind_low_cf | wind_low_cf_2026_3 | 40.7% | 1 | CONFIDENTIAL | CONFIDENTIAL | ok | new_resolve | 1 | 0 | Greater_Imperial_Wind_NA_CONFIDENTIAL | 0 | 0 | 1 | 1 | 1 | 0 | 1 | 0 | 0 | 1
PCEA | Greater_Imperial_Wind | NA | 2026 | 4 | 10.4108 | CONFIDENTIAL | CONFIDENTIAL | planned_new |  | CONFIDENTIAL | CONFIDENTIAL | CAISO_Wind | 0 | wind_low_cf | wind_low_cf_2026_4 | 36.34% | 1 | CONFIDENTIAL | CONFIDENTIAL | ok | new_resolve | 1 | 0 | Greater_Imperial_Wind_NA_CONFIDENTIAL | 0 | 0 | 1 | 1 | 1 | 0 | 1 | 0 | 0 | 1
PCEA | Greater_Imperial_Wind | NA | 2026 | 5 | 9.0947 | CONFIDENTIAL | CONFIDENTIAL | planned_new |  | CONFIDENTIAL | CONFIDENTIAL | CAISO_Wind | 0 | wind_low_cf | wind_low_cf_2026_5 | 36.34% | 1 | CONFIDENTIAL | CONFIDENTIAL | ok | new_resolve | 1 | 0 | Greater_Imperial_Wind_NA_CONFIDENTIAL | 0 | 0 | 1 | 1 | 1 | 0 | 1 | 0 | 0 | 1
PCEA | Greater_Imperial_Wind | NA | 2026 | 6 | 9.126 | CONFIDENTIAL | CONFIDENTIAL | planned_new |  | CONFIDENTIAL | CONFIDENTIAL | CAISO_Wind | 0 | wind_low_cf | wind_low_cf_2026_6 | 47.96% | 1 | CONFIDENTIAL | CONFIDENTIAL | ok | new_resolve | 1 | 0 | Greater_Imperial_Wind_NA_CONFIDENTIAL | 0 | 0 | 1 | 1 | 1 | 0 | 1 | 0 | 0 | 1
PCEA | Greater_Imperial_Wind | NA | 2026 | 7 | 7.1488 | CONFIDENTIAL | CONFIDENTIAL | planned_new |  | CONFIDENTIAL | CONFIDENTIAL | CAISO_Wind | 0 | wind_low_cf | wind_low_cf_2026_7 | 33.43% | 1 | CONFIDENTIAL | CONFIDENTIAL | ok | new_resolve | 1 | 0 | Greater_Imperial_Wind_NA_CONFIDENTIAL | 0 | 0 | 1 | 1 | 1 | 0 | 1 | 0 | 0 | 1
PCEA | Greater_Imperial_Wind | NA | 2026 | 8 | 6.5777 | CONFIDENTIAL | CONFIDENTIAL | planned_new |  | CONFIDENTIAL | CONFIDENTIAL | CAISO_Wind | 0 | wind_low_cf | wind_low_cf_2026_8 | 30.52% | 1 | CONFIDENTIAL | CONFIDENTIAL | ok | new_resolve | 1 | 0 | Greater_Imperial_Wind_NA_CONFIDENTIAL | 0 | 0 | 1 | 1 | 1 | 0 | 1 | 0 | 0 | 1
PCEA | Greater_Imperial_Wind | NA | 2026 | 9 | 8.8865 | CONFIDENTIAL | CONFIDENTIAL | planned_new |  | CONFIDENTIAL | CONFIDENTIAL | CAISO_Wind | 0 | wind_low_cf | wind_low_cf_2026_9 | 21.8% | 1 | CONFIDENTIAL | CONFIDENTIAL | ok | new_resolve | 1 | 0 | Greater_Imperial_Wind_NA_CONFIDENTIAL | 0 | 0 | 1 | 1 | 1 | 0 | 1 | 0 | 0 | 1
PCEA | Greater_Imperial_Wind | NA | 2026 | 10 | 11.9077 | CONFIDENTIAL | CONFIDENTIAL | planned_new |  | CONFIDENTIAL | CONFIDENTIAL | CAISO_Wind | 0 | wind_low_cf | wind_low_cf_2026_10 | 11.63% | 1 | CONFIDENTIAL | CONFIDENTIAL | ok | new_resolve | 1 | 0 | Greater_Imperial_Wind_NA_CONFIDENTIAL | 0 | 0 | 1 | 1 | 1 | 0 | 1 | 0 | 0 | 1
PCEA | Greater_Imperial_Wind | NA | 2026 | 11 | 8.7636 | CONFIDENTIAL | CONFIDENTIAL | planned_new |  | CONFIDENTIAL | CONFIDENTIAL | CAISO_Wind | 0 | wind_low_cf | wind_low_cf_2026_11 | 17.44% | 1 | CONFIDENTIAL | CONFIDENTIAL | ok | new_resolve | 1 | 0 | Greater_Imperial_Wind_NA_CONFIDENTIAL | 0 | 0 | 1 | 1 | 1 | 0 | 1 | 0 | 0 | 1
PCEA | Greater_Imperial_Wind | NA | 2026 | 12 | 13.9071 | CONFIDENTIAL | CONFIDENTIAL | planned_new |  | CONFIDENTIAL | CONFIDENTIAL | CAISO_Wind | 0 | wind_low_cf | wind_low_cf_2026_12 | 18.89% | 1 | CONFIDENTIAL | CONFIDENTIAL | ok | new_resolve | 1 | 0 | Greater_Imperial_Wind_NA_CONFIDENTIAL | 0 | 0 | 1 | 1 | 1 | 0 | 1 | 0 | 0 | 1
PCEA | Greater_Imperial_Wind | NA | 2027 | 1 | 15.2695 | CONFIDENTIAL | CONFIDENTIAL | planned_new |  | CONFIDENTIAL | CONFIDENTIAL | CAISO_Wind | 0 | wind_low_cf | wind_low_cf_2027_1 | 20.32% | 1 | CONFIDENTIAL | CONFIDENTIAL | ok | new_resolve | 1 | 0 | Greater_Imperial_Wind_NA_CONFIDENTIAL | 0 | 0 | 1 | 1 | 1 | 0 | 1 | 0 | 0 | 1
PCEA | Greater_Imperial_Wind | NA | 2027 | 2 | 12.2298 | CONFIDENTIAL | CONFIDENTIAL | planned_new |  | CONFIDENTIAL | CONFIDENTIAL | CAISO_Wind | 0 | wind_low_cf | wind_low_cf_2027_2 | 17.42% | 1 | CONFIDENTIAL | CONFIDENTIAL | ok | new_resolve | 1 | 0 | Greater_Imperial_Wind_NA_CONFIDENTIAL | 0 | 0 | 1 | 1 | 1 | 0 | 1 | 0 | 0 | 1
PCEA | Greater_Imperial_Wind | NA | 2027 | 3 | 10.7113 | CONFIDENTIAL | CONFIDENTIAL | planned_new |  | CONFIDENTIAL | CONFIDENTIAL | CAISO_Wind | 0 | wind_low_cf | wind_low_cf_2027_3 | 40.65% | 1 | CONFIDENTIAL | CONFIDENTIAL | ok | new_resolve | 1 | 0 | Greater_Imperial_Wind_NA_CONFIDENTIAL | 0 | 0 | 1 | 1 | 1 | 0 | 1 | 0 | 0 | 1
PCEA | Greater_Imperial_Wind | NA | 2027 | 4 | 10.4108 | CONFIDENTIAL | CONFIDENTIAL | planned_new |  | CONFIDENTIAL | CONFIDENTIAL | CAISO_Wind | 0 | wind_low_cf | wind_low_cf_2027_4 | 36.29% | 1 | CONFIDENTIAL | CONFIDENTIAL | ok | new_resolve | 1 | 0 | Greater_Imperial_Wind_NA_CONFIDENTIAL | 0 | 0 | 1 | 1 | 1 | 0 | 1 | 0 | 0 | 1
PCEA | Greater_Imperial_Wind | NA | 2027 | 5 | 9.0947 | CONFIDENTIAL | CONFIDENTIAL | planned_new |  | CONFIDENTIAL | CONFIDENTIAL | CAISO_Wind | 0 | wind_low_cf | wind_low_cf_2027_5 | 36.29% | 1 | CONFIDENTIAL | CONFIDENTIAL | ok | new_resolve | 1 | 0 | Greater_Imperial_Wind_NA_CONFIDENTIAL | 0 | 0 | 1 | 1 | 1 | 0 | 1 | 0 | 0 | 1
PCEA | Greater_Imperial_Wind | NA | 2027 | 6 | 9.126 | CONFIDENTIAL | CONFIDENTIAL | planned_new |  | CONFIDENTIAL | CONFIDENTIAL | CAISO_Wind | 0 | wind_low_cf | wind_low_cf_2027_6 | 47.9% | 1 | CONFIDENTIAL | CONFIDENTIAL | ok | new_resolve | 1 | 0 | Greater_Imperial_Wind_NA_CONFIDENTIAL | 0 | 0 | 1 | 1 | 1 | 0 | 1 | 0 | 0 | 1
PCEA | Greater_Imperial_Wind | NA | 2027 | 7 | 7.1488 | CONFIDENTIAL | CONFIDENTIAL | planned_new |  | CONFIDENTIAL | CONFIDENTIAL | CAISO_Wind | 0 | wind_low_cf | wind_low_cf_2027_7 | 33.39% | 1 | CONFIDENTIAL | CONFIDENTIAL | ok | new_resolve | 1 | 0 | Greater_Imperial_Wind_NA_CONFIDENTIAL | 0 | 0 | 1 | 1 | 1 | 0 | 1 | 0 | 0 | 1
PCEA | Greater_Imperial_Wind | NA | 2027 | 8 | 6.5777 | CONFIDENTIAL | CONFIDENTIAL | planned_new |  | CONFIDENTIAL | CONFIDENTIAL | CAISO_Wind | 0 | wind_low_cf | wind_low_cf_2027_8 | 30.48% | 1 | CONFIDENTIAL | CONFIDENTIAL | ok | new_resolve | 1 | 0 | Greater_Imperial_Wind_NA_CONFIDENTIAL | 0 | 0 | 1 | 1 | 1 | 0 | 1 | 0 | 0 | 1
PCEA | Greater_Imperial_Wind | NA | 2027 | 9 | 8.8865 | CONFIDENTIAL | CONFIDENTIAL | planned_new |  | CONFIDENTIAL | CONFIDENTIAL | CAISO_Wind | 0 | wind_low_cf | wind_low_cf_2027_9 | 21.77% | 1 | CONFIDENTIAL | CONFIDENTIAL | ok | new_resolve | 1 | 0 | Greater_Imperial_Wind_NA_CONFIDENTIAL | 0 | 0 | 1 | 1 | 1 | 0 | 1 | 0 | 0 | 1
PCEA | Greater_Imperial_Wind | NA | 2027 | 10 | 11.9077 | CONFIDENTIAL | CONFIDENTIAL | planned_new |  | CONFIDENTIAL | CONFIDENTIAL | CAISO_Wind | 0 | wind_low_cf | wind_low_cf_2027_10 | 11.61% | 1 | CONFIDENTIAL | CONFIDENTIAL | ok | new_resolve | 1 | 0 | Greater_Imperial_Wind_NA_CONFIDENTIAL | 0 | 0 | 1 | 1 | 1 | 0 | 1 | 0 | 0 | 1
PCEA | Greater_Imperial_Wind | NA | 2027 | 11 | 8.7636 | CONFIDENTIAL | CONFIDENTIAL | planned_new |  | CONFIDENTIAL | CONFIDENTIAL | CAISO_Wind | 0 | wind_low_cf | wind_low_cf_2027_11 | 17.42% | 1 | CONFIDENTIAL | CONFIDENTIAL | ok | new_resolve | 1 | 0 | Greater_Imperial_Wind_NA_CONFIDENTIAL | 0 | 0 | 1 | 1 | 1 | 0 | 1 | 0 | 0 | 1
PCEA | Greater_Imperial_Wind | NA | 2027 | 12 | 13.9071 | CONFIDENTIAL | CONFIDENTIAL | planned_new |  | CONFIDENTIAL | CONFIDENTIAL | CAISO_Wind | 0 | wind_low_cf | wind_low_cf_2027_12 | 18.87% | 1 | CONFIDENTIAL | CONFIDENTIAL | ok | new_resolve | 1 | 0 | Greater_Imperial_Wind_NA_CONFIDENTIAL | 0 | 0 | 1 | 1 | 1 | 0 | 1 | 0 | 0 | 1
PCEA | Greater_Imperial_Wind | NA | 2028 | 1 | 15.2695 | CONFIDENTIAL | CONFIDENTIAL | planned_new |  | CONFIDENTIAL | CONFIDENTIAL | CAISO_Wind | 0 | wind_low_cf | wind_low_cf_2028_1 | 20.3% | 1 | CONFIDENTIAL | CONFIDENTIAL | ok | new_resolve | 1 | 0 | Greater_Imperial_Wind_NA_CONFIDENTIAL | 0 | 0 | 1 | 1 | 1 | 0 | 1 | 0 | 0 | 1
PCEA | Greater_Imperial_Wind | NA | 2028 | 2 | 12.2298 | CONFIDENTIAL | CONFIDENTIAL | planned_new |  | CONFIDENTIAL | CONFIDENTIAL | CAISO_Wind | 0 | wind_low_cf | wind_low_cf_2028_2 | 17.4% | 1 | CONFIDENTIAL | CONFIDENTIAL | ok | new_resolve | 1 | 0 | Greater_Imperial_Wind_NA_CONFIDENTIAL | 0 | 0 | 1 | 1 | 1 | 0 | 1 | 0 | 0 | 1
PCEA | Greater_Imperial_Wind | NA | 2028 | 3 | 10.7113 | CONFIDENTIAL | CONFIDENTIAL | planned_new |  | CONFIDENTIAL | CONFIDENTIAL | CAISO_Wind | 0 | wind_low_cf | wind_low_cf_2028_3 | 40.59% | 1 | CONFIDENTIAL | CONFIDENTIAL | ok | new_resolve | 1 | 0 | Greater_Imperial_Wind_NA_CONFIDENTIAL | 0 | 0 | 1 | 1 | 1 | 0 | 1 | 0 | 0 | 1
PCEA | Greater_Imperial_Wind | NA | 2028 | 4 | 10.4108 | CONFIDENTIAL | CONFIDENTIAL | planned_new |  | CONFIDENTIAL | CONFIDENTIAL | CAISO_Wind | 0 | wind_low_cf | wind_low_cf_2028_4 | 36.25% | 1 | CONFIDENTIAL | CONFIDENTIAL | ok | new_resolve | 1 | 0 | Greater_Imperial_Wind_NA_CONFIDENTIAL | 0 | 0 | 1 | 1 | 1 | 0 | 1 | 0 | 0 | 1
PCEA | Greater_Imperial_Wind | NA | 2028 | 5 | 9.0947 | CONFIDENTIAL | CONFIDENTIAL | planned_new |  | CONFIDENTIAL | CONFIDENTIAL | CAISO_Wind | 0 | wind_low_cf | wind_low_cf_2028_5 | 36.25% | 1 | CONFIDENTIAL | CONFIDENTIAL | ok | new_resolve | 1 | 0 | Greater_Imperial_Wind_NA_CONFIDENTIAL | 0 | 0 | 1 | 1 | 1 | 0 | 1 | 0 | 0 | 1
PCEA | Greater_Imperial_Wind | NA | 2028 | 6 | 9.126 | CONFIDENTIAL | CONFIDENTIAL | planned_new |  | CONFIDENTIAL | CONFIDENTIAL | CAISO_Wind | 0 | wind_low_cf | wind_low_cf_2028_6 | 47.84% | 1 | CONFIDENTIAL | CONFIDENTIAL | ok | new_resolve | 1 | 0 | Greater_Imperial_Wind_NA_CONFIDENTIAL | 0 | 0 | 1 | 1 | 1 | 0 | 1 | 0 | 0 | 1
PCEA | Greater_Imperial_Wind | NA | 2028 | 7 | 7.1488 | CONFIDENTIAL | CONFIDENTIAL | planned_new |  | CONFIDENTIAL | CONFIDENTIAL | CAISO_Wind | 0 | wind_low_cf | wind_low_cf_2028_7 | 33.35% | 1 | CONFIDENTIAL | CONFIDENTIAL | ok | new_resolve | 1 | 0 | Greater_Imperial_Wind_NA_CONFIDENTIAL | 0 | 0 | 1 | 1 | 1 | 0 | 1 | 0 | 0 | 1
PCEA | Greater_Imperial_Wind | NA | 2028 | 8 | 6.5777 | CONFIDENTIAL | CONFIDENTIAL | planned_new |  | CONFIDENTIAL | CONFIDENTIAL | CAISO_Wind | 0 | wind_low_cf | wind_low_cf_2028_8 | 30.45% | 1 | CONFIDENTIAL | CONFIDENTIAL | ok | new_resolve | 1 | 0 | Greater_Imperial_Wind_NA_CONFIDENTIAL | 0 | 0 | 1 | 1 | 1 | 0 | 1 | 0 | 0 | 1
PCEA | Greater_Imperial_Wind | NA | 2028 | 9 | 8.8865 | CONFIDENTIAL | CONFIDENTIAL | planned_new |  | CONFIDENTIAL | CONFIDENTIAL | CAISO_Wind | 0 | wind_low_cf | wind_low_cf_2028_9 | 21.75% | 1 | CONFIDENTIAL | CONFIDENTIAL | ok | new_resolve | 1 | 0 | Greater_Imperial_Wind_NA_CONFIDENTIAL | 0 | 0 | 1 | 1 | 1 | 0 | 1 | 0 | 0 | 1
PCEA | Greater_Imperial_Wind | NA | 2028 | 10 | 11.9077 | CONFIDENTIAL | CONFIDENTIAL | planned_new |  | CONFIDENTIAL | CONFIDENTIAL | CAISO_Wind | 0 | wind_low_cf | wind_low_cf_2028_10 | 11.6% | 1 | CONFIDENTIAL | CONFIDENTIAL | ok | new_resolve | 1 | 0 | Greater_Imperial_Wind_NA_CONFIDENTIAL | 0 | 0 | 1 | 1 | 1 | 0 | 1 | 0 | 0 | 1
PCEA | Greater_Imperial_Wind | NA | 2028 | 11 | 8.7636 | CONFIDENTIAL | CONFIDENTIAL | planned_new |  | CONFIDENTIAL | CONFIDENTIAL | CAISO_Wind | 0 | wind_low_cf | wind_low_cf_2028_11 | 17.4% | 1 | CONFIDENTIAL | CONFIDENTIAL | ok | new_resolve | 1 | 0 | Greater_Imperial_Wind_NA_CONFIDENTIAL | 0 | 0 | 1 | 1 | 1 | 0 | 1 | 0 | 0 | 1
PCEA | Greater_Imperial_Wind | NA | 2028 | 12 | 13.9071 | CONFIDENTIAL | CONFIDENTIAL | planned_new |  | CONFIDENTIAL | CONFIDENTIAL | CAISO_Wind | 0 | wind_low_cf | wind_low_cf_2028_12 | 18.85% | 1 | CONFIDENTIAL | CONFIDENTIAL | ok | new_resolve | 1 | 0 | Greater_Imperial_Wind_NA_CONFIDENTIAL | 0 | 0 | 1 | 1 | 1 | 0 | 1 | 0 | 0 | 1
PCEA | Greater_Imperial_Wind | NA | 2029 | 1 | 15.2695 | CONFIDENTIAL | CONFIDENTIAL | planned_new |  | CONFIDENTIAL | CONFIDENTIAL | CAISO_Wind | 0 | wind_low_cf | wind_low_cf_2029_1 | 20.27% | 1 | CONFIDENTIAL | CONFIDENTIAL | ok | new_resolve | 1 | 0 | Greater_Imperial_Wind_NA_CONFIDENTIAL | 0 | 0 | 1 | 1 | 1 | 0 | 1 | 0 | 0 | 1
PCEA | Greater_Imperial_Wind | NA | 2029 | 2 | 12.2298 | CONFIDENTIAL | CONFIDENTIAL | planned_new |  | CONFIDENTIAL | CONFIDENTIAL | CAISO_Wind | 0 | wind_low_cf | wind_low_cf_2029_2 | 17.38% | 1 | CONFIDENTIAL | CONFIDENTIAL | ok | new_resolve | 1 | 0 | Greater_Imperial_Wind_NA_CONFIDENTIAL | 0 | 0 | 1 | 1 | 1 | 0 | 1 | 0 | 0 | 1
PCEA | Greater_Imperial_Wind | NA | 2029 | 3 | 10.7113 | CONFIDENTIAL | CONFIDENTIAL | planned_new |  | CONFIDENTIAL | CONFIDENTIAL | CAISO_Wind | 0 | wind_low_cf | wind_low_cf_2029_3 | 40.54% | 1 | CONFIDENTIAL | CONFIDENTIAL | ok | new_resolve | 1 | 0 | Greater_Imperial_Wind_NA_CONFIDENTIAL | 0 | 0 | 1 | 1 | 1 | 0 | 1 | 0 | 0 | 1
PCEA | Greater_Imperial_Wind | NA | 2029 | 4 | 10.4108 | CONFIDENTIAL | CONFIDENTIAL | planned_new |  | CONFIDENTIAL | CONFIDENTIAL | CAISO_Wind | 0 | wind_low_cf | wind_low_cf_2029_4 | 36.2% | 1 | CONFIDENTIAL | CONFIDENTIAL | ok | new_resolve | 1 | 0 | Greater_Imperial_Wind_NA_CONFIDENTIAL | 0 | 0 | 1 | 1 | 1 | 0 | 1 | 0 | 0 | 1
PCEA | Greater_Imperial_Wind | NA | 2029 | 5 | 9.0947 | CONFIDENTIAL | CONFIDENTIAL | planned_new |  | CONFIDENTIAL | CONFIDENTIAL | CAISO_Wind | 0 | wind_low_cf | wind_low_cf_2029_5 | 36.2% | 1 | CONFIDENTIAL | CONFIDENTIAL | ok | new_resolve | 1 | 0 | Greater_Imperial_Wind_NA_CONFIDENTIAL | 0 | 0 | 1 | 1 | 1 | 0 | 1 | 0 | 0 | 1
PCEA | Greater_Imperial_Wind | NA | 2029 | 6 | 9.126 | CONFIDENTIAL | CONFIDENTIAL | planned_new |  | CONFIDENTIAL | CONFIDENTIAL | CAISO_Wind | 0 | wind_low_cf | wind_low_cf_2029_6 | 47.78% | 1 | CONFIDENTIAL | CONFIDENTIAL | ok | new_resolve | 1 | 0 | Greater_Imperial_Wind_NA_CONFIDENTIAL | 0 | 0 | 1 | 1 | 1 | 0 | 1 | 0 | 0 | 1
PCEA | Greater_Imperial_Wind | NA | 2029 | 7 | 7.1488 | CONFIDENTIAL | CONFIDENTIAL | planned_new |  | CONFIDENTIAL | CONFIDENTIAL | CAISO_Wind | 0 | wind_low_cf | wind_low_cf_2029_7 | 33.3% | 1 | CONFIDENTIAL | CONFIDENTIAL | ok | new_resolve | 1 | 0 | Greater_Imperial_Wind_NA_CONFIDENTIAL | 0 | 0 | 1 | 1 | 1 | 0 | 1 | 0 | 0 | 1
PCEA | Greater_Imperial_Wind | NA | 2029 | 8 | 6.5777 | CONFIDENTIAL | CONFIDENTIAL | planned_new |  | CONFIDENTIAL | CONFIDENTIAL | CAISO_Wind | 0 | wind_low_cf | wind_low_cf_2029_8 | 30.41% | 1 | CONFIDENTIAL | CONFIDENTIAL | ok | new_resolve | 1 | 0 | Greater_Imperial_Wind_NA_CONFIDENTIAL | 0 | 0 | 1 | 1 | 1 | 0 | 1 | 0 | 0 | 1
PCEA | Greater_Imperial_Wind | NA | 2029 | 9 | 8.8865 | CONFIDENTIAL | CONFIDENTIAL | planned_new |  | CONFIDENTIAL | CONFIDENTIAL | CAISO_Wind | 0 | wind_low_cf | wind_low_cf_2029_9 | 21.72% | 1 | CONFIDENTIAL | CONFIDENTIAL | ok | new_resolve | 1 | 0 | Greater_Imperial_Wind_NA_CONFIDENTIAL | 0 | 0 | 1 | 1 | 1 | 0 | 1 | 0 | 0 | 1
PCEA | Greater_Imperial_Wind | NA | 2029 | 10 | 11.9077 | CONFIDENTIAL | CONFIDENTIAL | planned_new |  | CONFIDENTIAL | CONFIDENTIAL | CAISO_Wind | 0 | wind_low_cf | wind_low_cf_2029_10 | 11.58% | 1 | CONFIDENTIAL | CONFIDENTIAL | ok | new_resolve | 1 | 0 | Greater_Imperial_Wind_NA_CONFIDENTIAL | 0 | 0 | 1 | 1 | 1 | 0 | 1 | 0 | 0 | 1
PCEA | Greater_Imperial_Wind | NA | 2029 | 11 | 8.7636 | CONFIDENTIAL | CONFIDENTIAL | planned_new |  | CONFIDENTIAL | CONFIDENTIAL | CAISO_Wind | 0 | wind_low_cf | wind_low_cf_2029_11 | 17.38% | 1 | CONFIDENTIAL | CONFIDENTIAL | ok | new_resolve | 1 | 0 | Greater_Imperial_Wind_NA_CONFIDENTIAL | 0 | 0 | 1 | 1 | 1 | 0 | 1 | 0 | 0 | 1
PCEA | Greater_Imperial_Wind | NA | 2029 | 12 | 13.9071 | CONFIDENTIAL | CONFIDENTIAL | planned_new |  | CONFIDENTIAL | CONFIDENTIAL | CAISO_Wind | 0 | wind_low_cf | wind_low_cf_2029_12 | 18.82% | 1 | CONFIDENTIAL | CONFIDENTIAL | ok | new_resolve | 1 | 0 | Greater_Imperial_Wind_NA_CONFIDENTIAL | 0 | 0 | 1 | 1 | 1 | 0 | 1 | 0 | 0 | 1
PCEA | Greater_Imperial_Wind | NA | 2030 | 1 | 15.2695 | CONFIDENTIAL | CONFIDENTIAL | planned_new |  | CONFIDENTIAL | CONFIDENTIAL | CAISO_Wind | 0 | wind_low_cf | wind_low_cf_2030_1 | 20.25% | 1 | CONFIDENTIAL | CONFIDENTIAL | ok | new_resolve | 1 | 0 | Greater_Imperial_Wind_NA_CONFIDENTIAL | 0 | 0 | 1 | 1 | 1 | 0 | 1 | 0 | 0 | 1
PCEA | Greater_Imperial_Wind | NA | 2030 | 2 | 12.2298 | CONFIDENTIAL | CONFIDENTIAL | planned_new |  | CONFIDENTIAL | CONFIDENTIAL | CAISO_Wind | 0 | wind_low_cf | wind_low_cf_2030_2 | 17.35% | 1 | CONFIDENTIAL | CONFIDENTIAL | ok | new_resolve | 1 | 0 | Greater_Imperial_Wind_NA_CONFIDENTIAL | 0 | 0 | 1 | 1 | 1 | 0 | 1 | 0 | 0 | 1
PCEA | Greater_Imperial_Wind | NA | 2030 | 3 | 10.7113 | CONFIDENTIAL | CONFIDENTIAL | planned_new |  | CONFIDENTIAL | CONFIDENTIAL | CAISO_Wind | 0 | wind_low_cf | wind_low_cf_2030_3 | 40.49% | 1 | CONFIDENTIAL | CONFIDENTIAL | ok | new_resolve | 1 | 0 | Greater_Imperial_Wind_NA_CONFIDENTIAL | 0 | 0 | 1 | 1 | 1 | 0 | 1 | 0 | 0 | 1
PCEA | Greater_Imperial_Wind | NA | 2030 | 4 | 10.4108 | CONFIDENTIAL | CONFIDENTIAL | planned_new |  | CONFIDENTIAL | CONFIDENTIAL | CAISO_Wind | 0 | wind_low_cf | wind_low_cf_2030_4 | 36.15% | 1 | CONFIDENTIAL | CONFIDENTIAL | ok | new_resolve | 1 | 0 | Greater_Imperial_Wind_NA_CONFIDENTIAL | 0 | 0 | 1 | 1 | 1 | 0 | 1 | 0 | 0 | 1
PCEA | Greater_Imperial_Wind | NA | 2030 | 5 | 9.0947 | CONFIDENTIAL | CONFIDENTIAL | planned_new |  | CONFIDENTIAL | CONFIDENTIAL | CAISO_Wind | 0 | wind_low_cf | wind_low_cf_2030_5 | 36.15% | 1 | CONFIDENTIAL | CONFIDENTIAL | ok | new_resolve | 1 | 0 | Greater_Imperial_Wind_NA_CONFIDENTIAL | 0 | 0 | 1 | 1 | 1 | 0 | 1 | 0 | 0 | 1
PCEA | Greater_Imperial_Wind | NA | 2030 | 6 | 9.126 | CONFIDENTIAL | CONFIDENTIAL | planned_new |  | CONFIDENTIAL | CONFIDENTIAL | CAISO_Wind | 0 | wind_low_cf | wind_low_cf_2030_6 | 47.72% | 1 | CONFIDENTIAL | CONFIDENTIAL | ok | new_resolve | 1 | 0 | Greater_Imperial_Wind_NA_CONFIDENTIAL | 0 | 0 | 1 | 1 | 1 | 0 | 1 | 0 | 0 | 1
PCEA | Greater_Imperial_Wind | NA | 2030 | 7 | 7.1488 | CONFIDENTIAL | CONFIDENTIAL | planned_new |  | CONFIDENTIAL | CONFIDENTIAL | CAISO_Wind | 0 | wind_low_cf | wind_low_cf_2030_7 | 33.26% | 1 | CONFIDENTIAL | CONFIDENTIAL | ok | new_resolve | 1 | 0 | Greater_Imperial_Wind_NA_CONFIDENTIAL | 0 | 0 | 1 | 1 | 1 | 0 | 1 | 0 | 0 | 1
PCEA | Greater_Imperial_Wind | NA | 2030 | 8 | 6.5777 | CONFIDENTIAL | CONFIDENTIAL | planned_new |  | CONFIDENTIAL | CONFIDENTIAL | CAISO_Wind | 0 | wind_low_cf | wind_low_cf_2030_8 | 30.37% | 1 | CONFIDENTIAL | CONFIDENTIAL | ok | new_resolve | 1 | 0 | Greater_Imperial_Wind_NA_CONFIDENTIAL | 0 | 0 | 1 | 1 | 1 | 0 | 1 | 0 | 0 | 1
PCEA | Greater_Imperial_Wind | NA | 2030 | 9 | 8.8865 | CONFIDENTIAL | CONFIDENTIAL | planned_new |  | CONFIDENTIAL | CONFIDENTIAL | CAISO_Wind | 0 | wind_low_cf | wind_low_cf_2030_9 | 21.69% | 1 | CONFIDENTIAL | CONFIDENTIAL | ok | new_resolve | 1 | 0 | Greater_Imperial_Wind_NA_CONFIDENTIAL | 0 | 0 | 1 | 1 | 1 | 0 | 1 | 0 | 0 | 1
PCEA | Greater_Imperial_Wind | NA | 2030 | 10 | 11.9077 | CONFIDENTIAL | CONFIDENTIAL | planned_new |  | CONFIDENTIAL | CONFIDENTIAL | CAISO_Wind | 0 | wind_low_cf | wind_low_cf_2030_10 | 11.57% | 1 | CONFIDENTIAL | CONFIDENTIAL | ok | new_resolve | 1 | 0 | Greater_Imperial_Wind_NA_CONFIDENTIAL | 0 | 0 | 1 | 1 | 1 | 0 | 1 | 0 | 0 | 1
PCEA | Greater_Imperial_Wind | NA | 2030 | 11 | 8.7636 | CONFIDENTIAL | CONFIDENTIAL | planned_new |  | CONFIDENTIAL | CONFIDENTIAL | CAISO_Wind | 0 | wind_low_cf | wind_low_cf_2030_11 | 17.35% | 1 | CONFIDENTIAL | CONFIDENTIAL | ok | new_resolve | 1 | 0 | Greater_Imperial_Wind_NA_CONFIDENTIAL | 0 | 0 | 1 | 1 | 1 | 0 | 1 | 0 | 0 | 1
PCEA | Greater_Imperial_Wind | NA | 2030 | 12 | 13.9071 | CONFIDENTIAL | CONFIDENTIAL | planned_new |  | CONFIDENTIAL | CONFIDENTIAL | CAISO_Wind | 0 | wind_low_cf | wind_low_cf_2030_12 | 18.8% | 1 | CONFIDENTIAL | CONFIDENTIAL | ok | new_resolve | 1 | 0 | Greater_Imperial_Wind_NA_CONFIDENTIAL | 0 | 0 | 1 | 1 | 1 | 0 | 1 | 0 | 0 | 1
PCEA | Humboldt_Wind | NA | 2023 | 1 | 12.3659 | CONFIDENTIAL | CONFIDENTIAL | planned_new |  | CONFIDENTIAL | CONFIDENTIAL | CAISO_Wind | 0 | wind_low_cf | wind_low_cf_2023_1 | 14% | 1 | CONFIDENTIAL | CONFIDENTIAL | ok | new_resolve | 1 | 0 | Humboldt_Wind_NA_CONFIDENTIAL | 1 | 23 | 1 | 1 | 1 | 0 | 1 | 0 | 0 | 1
PCEA | Humboldt_Wind | NA | 2023 | 2 | 11.8009 | CONFIDENTIAL | CONFIDENTIAL | planned_new |  | CONFIDENTIAL | CONFIDENTIAL | CAISO_Wind | 0 | wind_low_cf | wind_low_cf_2023_2 | 12% | 1 | CONFIDENTIAL | CONFIDENTIAL | ok | new_resolve | 1 | 0 | Humboldt_Wind_NA_CONFIDENTIAL | 0 | 0 | 1 | 1 | 1 | 0 | 1 | 0 | 0 | 1
PCEA | Humboldt_Wind | NA | 2023 | 3 | 9.7287 | CONFIDENTIAL | CONFIDENTIAL | planned_new |  | CONFIDENTIAL | CONFIDENTIAL | CAISO_Wind | 0 | wind_low_cf | wind_low_cf_2023_3 | 28% | 1 | CONFIDENTIAL | CONFIDENTIAL | ok | new_resolve | 1 | 0 | Humboldt_Wind_NA_CONFIDENTIAL | 0 | 0 | 1 | 1 | 1 | 0 | 1 | 0 | 0 | 1
PCEA | Humboldt_Wind | NA | 2023 | 4 | 10.3517 | CONFIDENTIAL | CONFIDENTIAL | planned_new |  | CONFIDENTIAL | CONFIDENTIAL | CAISO_Wind | 0 | wind_low_cf | wind_low_cf_2023_4 | 25% | 1 | CONFIDENTIAL | CONFIDENTIAL | ok | new_resolve | 1 | 0 | Humboldt_Wind_NA_CONFIDENTIAL | 0 | 0 | 1 | 1 | 1 | 0 | 1 | 0 | 0 | 1
PCEA | Humboldt_Wind | NA | 2023 | 5 | 11.8205 | CONFIDENTIAL | CONFIDENTIAL | planned_new |  | CONFIDENTIAL | CONFIDENTIAL | CAISO_Wind | 0 | wind_low_cf | wind_low_cf_2023_5 | 25% | 1 | CONFIDENTIAL | CONFIDENTIAL | ok | new_resolve | 1 | 0 | Humboldt_Wind_NA_CONFIDENTIAL | 0 | 0 | 1 | 1 | 1 | 0 | 1 | 0 | 0 | 1
PCEA | Humboldt_Wind | NA | 2023 | 6 | 10.0961 | CONFIDENTIAL | CONFIDENTIAL | planned_new |  | CONFIDENTIAL | CONFIDENTIAL | CAISO_Wind | 0 | wind_low_cf | wind_low_cf_2023_6 | 33% | 1 | CONFIDENTIAL | CONFIDENTIAL | ok | new_resolve | 1 | 0 | Humboldt_Wind_NA_CONFIDENTIAL | 0 | 0 | 1 | 1 | 1 | 0 | 1 | 0 | 0 | 1
PCEA | Humboldt_Wind | NA | 2023 | 7 | 8.148 | CONFIDENTIAL | CONFIDENTIAL | planned_new |  | CONFIDENTIAL | CONFIDENTIAL | CAISO_Wind | 0 | wind_low_cf | wind_low_cf_2023_7 | 23% | 1 | CONFIDENTIAL | CONFIDENTIAL | ok | new_resolve | 1 | 0 | Humboldt_Wind_NA_CONFIDENTIAL | 0 | 0 | 1 | 1 | 1 | 0 | 1 | 0 | 0 | 1
PCEA | Humboldt_Wind | NA | 2023 | 8 | 8.5586 | CONFIDENTIAL | CONFIDENTIAL | planned_new |  | CONFIDENTIAL | CONFIDENTIAL | CAISO_Wind | 0 | wind_low_cf | wind_low_cf_2023_8 | 21% | 1 | CONFIDENTIAL | CONFIDENTIAL | ok | new_resolve | 1 | 0 | Humboldt_Wind_NA_CONFIDENTIAL | 0 | 0 | 1 | 1 | 1 | 0 | 1 | 0 | 0 | 1
PCEA | Humboldt_Wind | NA | 2023 | 9 | 8.3454 | CONFIDENTIAL | CONFIDENTIAL | planned_new |  | CONFIDENTIAL | CONFIDENTIAL | CAISO_Wind | 0 | wind_low_cf | wind_low_cf_2023_9 | 15% | 1 | CONFIDENTIAL | CONFIDENTIAL | ok | new_resolve | 1 | 0 | Humboldt_Wind_NA_CONFIDENTIAL | 0 | 0 | 1 | 1 | 1 | 0 | 1 | 0 | 0 | 1
PCEA | Humboldt_Wind | NA | 2023 | 10 | 10.3917 | CONFIDENTIAL | CONFIDENTIAL | planned_new |  | CONFIDENTIAL | CONFIDENTIAL | CAISO_Wind | 0 | wind_low_cf | wind_low_cf_2023_10 | 8% | 1 | CONFIDENTIAL | CONFIDENTIAL | ok | new_resolve | 1 | 0 | Humboldt_Wind_NA_CONFIDENTIAL | 0 | 0 | 1 | 1 | 1 | 0 | 1 | 0 | 0 | 1
PCEA | Humboldt_Wind | NA | 2023 | 11 | 9.794 | CONFIDENTIAL | CONFIDENTIAL | planned_new |  | CONFIDENTIAL | CONFIDENTIAL | CAISO_Wind | 0 | wind_low_cf | wind_low_cf_2023_11 | 12% | 1 | CONFIDENTIAL | CONFIDENTIAL | ok | new_resolve | 1 | 0 | Humboldt_Wind_NA_CONFIDENTIAL | 0 | 0 | 1 | 1 | 1 | 0 | 1 | 0 | 0 | 1
PCEA | Humboldt_Wind | NA | 2023 | 12 | 14.387 | CONFIDENTIAL | CONFIDENTIAL | planned_new |  | CONFIDENTIAL | CONFIDENTIAL | CAISO_Wind | 0 | wind_low_cf | wind_low_cf_2023_12 | 13% | 1 | CONFIDENTIAL | CONFIDENTIAL | ok | new_resolve | 1 | 0 | Humboldt_Wind_NA_CONFIDENTIAL | 0 | 0 | 1 | 1 | 1 | 0 | 1 | 0 | 0 | 1
PCEA | Humboldt_Wind | NA | 2024 | 1 | 21.8535 | CONFIDENTIAL | CONFIDENTIAL | planned_new |  | CONFIDENTIAL | CONFIDENTIAL | CAISO_Wind | 0 | wind_low_cf | wind_low_cf_2024_1 | 16.12% | 1 | CONFIDENTIAL | CONFIDENTIAL | ok | new_resolve | 1 | 0 | Humboldt_Wind_NA_CONFIDENTIAL | 0 | 0 | 1 | 1 | 1 | 0 | 1 | 0 | 0 | 1
PCEA | Humboldt_Wind | NA | 2024 | 2 | 20.855 | CONFIDENTIAL | CONFIDENTIAL | planned_new |  | CONFIDENTIAL | CONFIDENTIAL | CAISO_Wind | 0 | wind_low_cf | wind_low_cf_2024_2 | 13.81% | 1 | CONFIDENTIAL | CONFIDENTIAL | ok | new_resolve | 1 | 0 | Humboldt_Wind_NA_CONFIDENTIAL | 0 | 0 | 1 | 1 | 1 | 0 | 1 | 0 | 0 | 1
PCEA | Humboldt_Wind | NA | 2024 | 3 | 17.1929 | CONFIDENTIAL | CONFIDENTIAL | planned_new |  | CONFIDENTIAL | CONFIDENTIAL | CAISO_Wind | 0 | wind_low_cf | wind_low_cf_2024_3 | 32.23% | 1 | CONFIDENTIAL | CONFIDENTIAL | ok | new_resolve | 1 | 0 | Humboldt_Wind_NA_CONFIDENTIAL | 0 | 0 | 1 | 1 | 1 | 0 | 1 | 0 | 0 | 1
PCEA | Humboldt_Wind | NA | 2024 | 4 | 18.2938 | CONFIDENTIAL | CONFIDENTIAL | planned_new |  | CONFIDENTIAL | CONFIDENTIAL | CAISO_Wind | 0 | wind_low_cf | wind_low_cf_2024_4 | 28.78% | 1 | CONFIDENTIAL | CONFIDENTIAL | ok | new_resolve | 1 | 0 | Humboldt_Wind_NA_CONFIDENTIAL | 0 | 0 | 1 | 1 | 1 | 0 | 1 | 0 | 0 | 1
PCEA | Humboldt_Wind | NA | 2024 | 5 | 20.8896 | CONFIDENTIAL | CONFIDENTIAL | planned_new |  | CONFIDENTIAL | CONFIDENTIAL | CAISO_Wind | 0 | wind_low_cf | wind_low_cf_2024_5 | 28.78% | 1 | CONFIDENTIAL | CONFIDENTIAL | ok | new_resolve | 1 | 0 | Humboldt_Wind_NA_CONFIDENTIAL | 0 | 0 | 1 | 1 | 1 | 0 | 1 | 0 | 0 | 1
PCEA | Humboldt_Wind | NA | 2024 | 6 | 17.8422 | CONFIDENTIAL | CONFIDENTIAL | planned_new |  | CONFIDENTIAL | CONFIDENTIAL | CAISO_Wind | 0 | wind_low_cf | wind_low_cf_2024_6 | 37.99% | 1 | CONFIDENTIAL | CONFIDENTIAL | ok | new_resolve | 1 | 0 | Humboldt_Wind_NA_CONFIDENTIAL | 0 | 0 | 1 | 1 | 1 | 0 | 1 | 0 | 0 | 1
PCEA | Humboldt_Wind | NA | 2024 | 7 | 14.3995 | CONFIDENTIAL | CONFIDENTIAL | planned_new |  | CONFIDENTIAL | CONFIDENTIAL | CAISO_Wind | 0 | wind_low_cf | wind_low_cf_2024_7 | 26.48% | 1 | CONFIDENTIAL | CONFIDENTIAL | ok | new_resolve | 1 | 0 | Humboldt_Wind_NA_CONFIDENTIAL | 0 | 0 | 1 | 1 | 1 | 0 | 1 | 0 | 0 | 1
PCEA | Humboldt_Wind | NA | 2024 | 8 | 15.1251 | CONFIDENTIAL | CONFIDENTIAL | planned_new |  | CONFIDENTIAL | CONFIDENTIAL | CAISO_Wind | 0 | wind_low_cf | wind_low_cf_2024_8 | 24.17% | 1 | CONFIDENTIAL | CONFIDENTIAL | ok | new_resolve | 1 | 0 | Humboldt_Wind_NA_CONFIDENTIAL | 0 | 0 | 1 | 1 | 1 | 0 | 1 | 0 | 0 | 1
PCEA | Humboldt_Wind | NA | 2024 | 9 | 14.7484 | CONFIDENTIAL | CONFIDENTIAL | planned_new |  | CONFIDENTIAL | CONFIDENTIAL | CAISO_Wind | 0 | wind_low_cf | wind_low_cf_2024_9 | 17.27% | 1 | CONFIDENTIAL | CONFIDENTIAL | ok | new_resolve | 1 | 0 | Humboldt_Wind_NA_CONFIDENTIAL | 0 | 0 | 1 | 1 | 1 | 0 | 1 | 0 | 0 | 1
PCEA | Humboldt_Wind | NA | 2024 | 10 | 18.3645 | CONFIDENTIAL | CONFIDENTIAL | planned_new |  | CONFIDENTIAL | CONFIDENTIAL | CAISO_Wind | 0 | wind_low_cf | wind_low_cf_2024_10 | 9.209% | 1 | CONFIDENTIAL | CONFIDENTIAL | ok | new_resolve | 1 | 0 | Humboldt_Wind_NA_CONFIDENTIAL | 0 | 0 | 1 | 1 | 1 | 0 | 1 | 0 | 0 | 1
PCEA | Humboldt_Wind | NA | 2024 | 11 | 17.3083 | CONFIDENTIAL | CONFIDENTIAL | planned_new |  | CONFIDENTIAL | CONFIDENTIAL | CAISO_Wind | 0 | wind_low_cf | wind_low_cf_2024_11 | 13.81% | 1 | CONFIDENTIAL | CONFIDENTIAL | ok | new_resolve | 1 | 0 | Humboldt_Wind_NA_CONFIDENTIAL | 0 | 0 | 1 | 1 | 1 | 0 | 1 | 0 | 0 | 1
PCEA | Humboldt_Wind | NA | 2024 | 12 | 25.4252 | CONFIDENTIAL | CONFIDENTIAL | planned_new |  | CONFIDENTIAL | CONFIDENTIAL | CAISO_Wind | 0 | wind_low_cf | wind_low_cf_2024_12 | 14.96% | 1 | CONFIDENTIAL | CONFIDENTIAL | ok | new_resolve | 1 | 0 | Humboldt_Wind_NA_CONFIDENTIAL | 0 | 0 | 1 | 1 | 1 | 0 | 1 | 0 | 0 | 1
PCEA | Humboldt_Wind | NA | 2025 | 1 | 22.3279 | CONFIDENTIAL | CONFIDENTIAL | planned_new |  | CONFIDENTIAL | CONFIDENTIAL | CAISO_Wind | 0 | wind_low_cf | wind_low_cf_2025_1 | 18.23% | 1 | CONFIDENTIAL | CONFIDENTIAL | ok | new_resolve | 1 | 0 | Humboldt_Wind_NA_CONFIDENTIAL | 0 | 0 | 1 | 1 | 1 | 0 | 1 | 0 | 0 | 1
PCEA | Humboldt_Wind | NA | 2025 | 2 | 21.3077 | CONFIDENTIAL | CONFIDENTIAL | planned_new |  | CONFIDENTIAL | CONFIDENTIAL | CAISO_Wind | 0 | wind_low_cf | wind_low_cf_2025_2 | 15.63% | 1 | CONFIDENTIAL | CONFIDENTIAL | ok | new_resolve | 1 | 0 | Humboldt_Wind_NA_CONFIDENTIAL | 0 | 0 | 1 | 1 | 1 | 0 | 1 | 0 | 0 | 1
PCEA | Humboldt_Wind | NA | 2025 | 3 | 17.5661 | CONFIDENTIAL | CONFIDENTIAL | planned_new |  | CONFIDENTIAL | CONFIDENTIAL | CAISO_Wind | 0 | wind_low_cf | wind_low_cf_2025_3 | 36.46% | 1 | CONFIDENTIAL | CONFIDENTIAL | ok | new_resolve | 1 | 0 | Humboldt_Wind_NA_CONFIDENTIAL | 0 | 0 | 1 | 1 | 1 | 0 | 1 | 0 | 0 | 1
PCEA | Humboldt_Wind | NA | 2025 | 4 | 18.691 | CONFIDENTIAL | CONFIDENTIAL | planned_new |  | CONFIDENTIAL | CONFIDENTIAL | CAISO_Wind | 0 | wind_low_cf | wind_low_cf_2025_4 | 32.56% | 1 | CONFIDENTIAL | CONFIDENTIAL | ok | new_resolve | 1 | 0 | Humboldt_Wind_NA_CONFIDENTIAL | 0 | 0 | 1 | 1 | 1 | 0 | 1 | 0 | 0 | 1
PCEA | Humboldt_Wind | NA | 2025 | 5 | 21.343 | CONFIDENTIAL | CONFIDENTIAL | planned_new |  | CONFIDENTIAL | CONFIDENTIAL | CAISO_Wind | 0 | wind_low_cf | wind_low_cf_2025_5 | 32.56% | 1 | CONFIDENTIAL | CONFIDENTIAL | ok | new_resolve | 1 | 0 | Humboldt_Wind_NA_CONFIDENTIAL | 0 | 0 | 1 | 1 | 1 | 0 | 1 | 0 | 0 | 1
PCEA | Humboldt_Wind | NA | 2025 | 6 | 18.2295 | CONFIDENTIAL | CONFIDENTIAL | planned_new |  | CONFIDENTIAL | CONFIDENTIAL | CAISO_Wind | 0 | wind_low_cf | wind_low_cf_2025_6 | 42.98% | 1 | CONFIDENTIAL | CONFIDENTIAL | ok | new_resolve | 1 | 0 | Humboldt_Wind_NA_CONFIDENTIAL | 0 | 0 | 1 | 1 | 1 | 0 | 1 | 0 | 0 | 1
PCEA | Humboldt_Wind | NA | 2025 | 7 | 14.7121 | CONFIDENTIAL | CONFIDENTIAL | planned_new |  | CONFIDENTIAL | CONFIDENTIAL | CAISO_Wind | 0 | wind_low_cf | wind_low_cf_2025_7 | 29.95% | 1 | CONFIDENTIAL | CONFIDENTIAL | ok | new_resolve | 1 | 0 | Humboldt_Wind_NA_CONFIDENTIAL | 0 | 0 | 1 | 1 | 1 | 0 | 1 | 0 | 0 | 1
PCEA | Humboldt_Wind | NA | 2025 | 8 | 15.4534 | CONFIDENTIAL | CONFIDENTIAL | planned_new |  | CONFIDENTIAL | CONFIDENTIAL | CAISO_Wind | 0 | wind_low_cf | wind_low_cf_2025_8 | 27.35% | 1 | CONFIDENTIAL | CONFIDENTIAL | ok | new_resolve | 1 | 0 | Humboldt_Wind_NA_CONFIDENTIAL | 0 | 0 | 1 | 1 | 1 | 0 | 1 | 0 | 0 | 1
PCEA | Humboldt_Wind | NA | 2025 | 9 | 15.0685 | CONFIDENTIAL | CONFIDENTIAL | planned_new |  | CONFIDENTIAL | CONFIDENTIAL | CAISO_Wind | 0 | wind_low_cf | wind_low_cf_2025_9 | 19.53% | 1 | CONFIDENTIAL | CONFIDENTIAL | ok | new_resolve | 1 | 0 | Humboldt_Wind_NA_CONFIDENTIAL | 0 | 0 | 1 | 1 | 1 | 0 | 1 | 0 | 0 | 1
PCEA | Humboldt_Wind | NA | 2025 | 10 | 18.7632 | CONFIDENTIAL | CONFIDENTIAL | planned_new |  | CONFIDENTIAL | CONFIDENTIAL | CAISO_Wind | 0 | wind_low_cf | wind_low_cf_2025_10 | 10.42% | 1 | CONFIDENTIAL | CONFIDENTIAL | ok | new_resolve | 1 | 0 | Humboldt_Wind_NA_CONFIDENTIAL | 0 | 0 | 1 | 1 | 1 | 0 | 1 | 0 | 0 | 1
PCEA | Humboldt_Wind | NA | 2025 | 11 | 17.684 | CONFIDENTIAL | CONFIDENTIAL | planned_new |  | CONFIDENTIAL | CONFIDENTIAL | CAISO_Wind | 0 | wind_low_cf | wind_low_cf_2025_11 | 15.63% | 1 | CONFIDENTIAL | CONFIDENTIAL | ok | new_resolve | 1 | 0 | Humboldt_Wind_NA_CONFIDENTIAL | 0 | 0 | 1 | 1 | 1 | 0 | 1 | 0 | 0 | 1
PCEA | Humboldt_Wind | NA | 2025 | 12 | 25.9771 | CONFIDENTIAL | CONFIDENTIAL | planned_new |  | CONFIDENTIAL | CONFIDENTIAL | CAISO_Wind | 0 | wind_low_cf | wind_low_cf_2025_12 | 16.93% | 1 | CONFIDENTIAL | CONFIDENTIAL | ok | new_resolve | 1 | 0 | Humboldt_Wind_NA_CONFIDENTIAL | 0 | 0 | 1 | 1 | 1 | 0 | 1 | 0 | 0 | 1
PCEA | Humboldt_Wind | NA | 2026 | 1 | 22.3279 | CONFIDENTIAL | CONFIDENTIAL | planned_new |  | CONFIDENTIAL | CONFIDENTIAL | CAISO_Wind | 0 | wind_low_cf | wind_low_cf_2026_1 | 20.35% | 1 | CONFIDENTIAL | CONFIDENTIAL | ok | new_resolve | 1 | 0 | Humboldt_Wind_NA_CONFIDENTIAL | 0 | 0 | 1 | 1 | 1 | 0 | 1 | 0 | 0 | 1
PCEA | Humboldt_Wind | NA | 2026 | 2 | 21.3077 | CONFIDENTIAL | CONFIDENTIAL | planned_new |  | CONFIDENTIAL | CONFIDENTIAL | CAISO_Wind | 0 | wind_low_cf | wind_low_cf_2026_2 | 17.44% | 1 | CONFIDENTIAL | CONFIDENTIAL | ok | new_resolve | 1 | 0 | Humboldt_Wind_NA_CONFIDENTIAL | 0 | 0 | 1 | 1 | 1 | 0 | 1 | 0 | 0 | 1
PCEA | Humboldt_Wind | NA | 2026 | 3 | 17.5661 | CONFIDENTIAL | CONFIDENTIAL | planned_new |  | CONFIDENTIAL | CONFIDENTIAL | CAISO_Wind | 0 | wind_low_cf | wind_low_cf_2026_3 | 40.7% | 1 | CONFIDENTIAL | CONFIDENTIAL | ok | new_resolve | 1 | 0 | Humboldt_Wind_NA_CONFIDENTIAL | 0 | 0 | 1 | 1 | 1 | 0 | 1 | 0 | 0 | 1
PCEA | Humboldt_Wind | NA | 2026 | 4 | 18.691 | CONFIDENTIAL | CONFIDENTIAL | planned_new |  | CONFIDENTIAL | CONFIDENTIAL | CAISO_Wind | 0 | wind_low_cf | wind_low_cf_2026_4 | 36.34% | 1 | CONFIDENTIAL | CONFIDENTIAL | ok | new_resolve | 1 | 0 | Humboldt_Wind_NA_CONFIDENTIAL | 0 | 0 | 1 | 1 | 1 | 0 | 1 | 0 | 0 | 1
PCEA | Humboldt_Wind | NA | 2026 | 5 | 21.343 | CONFIDENTIAL | CONFIDENTIAL | planned_new |  | CONFIDENTIAL | CONFIDENTIAL | CAISO_Wind | 0 | wind_low_cf | wind_low_cf_2026_5 | 36.34% | 1 | CONFIDENTIAL | CONFIDENTIAL | ok | new_resolve | 1 | 0 | Humboldt_Wind_NA_CONFIDENTIAL | 0 | 0 | 1 | 1 | 1 | 0 | 1 | 0 | 0 | 1
PCEA | Humboldt_Wind | NA | 2026 | 6 | 18.2295 | CONFIDENTIAL | CONFIDENTIAL | planned_new |  | CONFIDENTIAL | CONFIDENTIAL | CAISO_Wind | 0 | wind_low_cf | wind_low_cf_2026_6 | 47.96% | 1 | CONFIDENTIAL | CONFIDENTIAL | ok | new_resolve | 1 | 0 | Humboldt_Wind_NA_CONFIDENTIAL | 0 | 0 | 1 | 1 | 1 | 0 | 1 | 0 | 0 | 1
PCEA | Humboldt_Wind | NA | 2026 | 7 | 14.7121 | CONFIDENTIAL | CONFIDENTIAL | planned_new |  | CONFIDENTIAL | CONFIDENTIAL | CAISO_Wind | 0 | wind_low_cf | wind_low_cf_2026_7 | 33.43% | 1 | CONFIDENTIAL | CONFIDENTIAL | ok | new_resolve | 1 | 0 | Humboldt_Wind_NA_CONFIDENTIAL | 0 | 0 | 1 | 1 | 1 | 0 | 1 | 0 | 0 | 1
PCEA | Humboldt_Wind | NA | 2026 | 8 | 15.4534 | CONFIDENTIAL | CONFIDENTIAL | planned_new |  | CONFIDENTIAL | CONFIDENTIAL | CAISO_Wind | 0 | wind_low_cf | wind_low_cf_2026_8 | 30.52% | 1 | CONFIDENTIAL | CONFIDENTIAL | ok | new_resolve | 1 | 0 | Humboldt_Wind_NA_CONFIDENTIAL | 0 | 0 | 1 | 1 | 1 | 0 | 1 | 0 | 0 | 1
PCEA | Humboldt_Wind | NA | 2026 | 9 | 15.0685 | CONFIDENTIAL | CONFIDENTIAL | planned_new |  | CONFIDENTIAL | CONFIDENTIAL | CAISO_Wind | 0 | wind_low_cf | wind_low_cf_2026_9 | 21.8% | 1 | CONFIDENTIAL | CONFIDENTIAL | ok | new_resolve | 1 | 0 | Humboldt_Wind_NA_CONFIDENTIAL | 0 | 0 | 1 | 1 | 1 | 0 | 1 | 0 | 0 | 1
PCEA | Humboldt_Wind | NA | 2026 | 10 | 18.7632 | CONFIDENTIAL | CONFIDENTIAL | planned_new |  | CONFIDENTIAL | CONFIDENTIAL | CAISO_Wind | 0 | wind_low_cf | wind_low_cf_2026_10 | 11.63% | 1 | CONFIDENTIAL | CONFIDENTIAL | ok | new_resolve | 1 | 0 | Humboldt_Wind_NA_CONFIDENTIAL | 0 | 0 | 1 | 1 | 1 | 0 | 1 | 0 | 0 | 1
PCEA | Humboldt_Wind | NA | 2026 | 11 | 17.684 | CONFIDENTIAL | CONFIDENTIAL | planned_new |  | CONFIDENTIAL | CONFIDENTIAL | CAISO_Wind | 0 | wind_low_cf | wind_low_cf_2026_11 | 17.44% | 1 | CONFIDENTIAL | CONFIDENTIAL | ok | new_resolve | 1 | 0 | Humboldt_Wind_NA_CONFIDENTIAL | 0 | 0 | 1 | 1 | 1 | 0 | 1 | 0 | 0 | 1
PCEA | Humboldt_Wind | NA | 2026 | 12 | 25.9771 | CONFIDENTIAL | CONFIDENTIAL | planned_new |  | CONFIDENTIAL | CONFIDENTIAL | CAISO_Wind | 0 | wind_low_cf | wind_low_cf_2026_12 | 18.89% | 1 | CONFIDENTIAL | CONFIDENTIAL | ok | new_resolve | 1 | 0 | Humboldt_Wind_NA_CONFIDENTIAL | 0 | 0 | 1 | 1 | 1 | 0 | 1 | 0 | 0 | 1
PCEA | Humboldt_Wind | NA | 2027 | 1 | 22.3279 | CONFIDENTIAL | CONFIDENTIAL | planned_new |  | CONFIDENTIAL | CONFIDENTIAL | CAISO_Wind | 0 | wind_low_cf | wind_low_cf_2027_1 | 20.32% | 1 | CONFIDENTIAL | CONFIDENTIAL | ok | new_resolve | 1 | 0 | Humboldt_Wind_NA_CONFIDENTIAL | 0 | 0 | 1 | 1 | 1 | 0 | 1 | 0 | 0 | 1
PCEA | Humboldt_Wind | NA | 2027 | 2 | 21.3077 | CONFIDENTIAL | CONFIDENTIAL | planned_new |  | CONFIDENTIAL | CONFIDENTIAL | CAISO_Wind | 0 | wind_low_cf | wind_low_cf_2027_2 | 17.42% | 1 | CONFIDENTIAL | CONFIDENTIAL | ok | new_resolve | 1 | 0 | Humboldt_Wind_NA_CONFIDENTIAL | 0 | 0 | 1 | 1 | 1 | 0 | 1 | 0 | 0 | 1
PCEA | Humboldt_Wind | NA | 2027 | 3 | 17.5661 | CONFIDENTIAL | CONFIDENTIAL | planned_new |  | CONFIDENTIAL | CONFIDENTIAL | CAISO_Wind | 0 | wind_low_cf | wind_low_cf_2027_3 | 40.65% | 1 | CONFIDENTIAL | CONFIDENTIAL | ok | new_resolve | 1 | 0 | Humboldt_Wind_NA_CONFIDENTIAL | 0 | 0 | 1 | 1 | 1 | 0 | 1 | 0 | 0 | 1
PCEA | Humboldt_Wind | NA | 2027 | 4 | 18.691 | CONFIDENTIAL | CONFIDENTIAL | planned_new |  | CONFIDENTIAL | CONFIDENTIAL | CAISO_Wind | 0 | wind_low_cf | wind_low_cf_2027_4 | 36.29% | 1 | CONFIDENTIAL | CONFIDENTIAL | ok | new_resolve | 1 | 0 | Humboldt_Wind_NA_CONFIDENTIAL | 0 | 0 | 1 | 1 | 1 | 0 | 1 | 0 | 0 | 1
PCEA | Humboldt_Wind | NA | 2027 | 5 | 21.343 | CONFIDENTIAL | CONFIDENTIAL | planned_new |  | CONFIDENTIAL | CONFIDENTIAL | CAISO_Wind | 0 | wind_low_cf | wind_low_cf_2027_5 | 36.29% | 1 | CONFIDENTIAL | CONFIDENTIAL | ok | new_resolve | 1 | 0 | Humboldt_Wind_NA_CONFIDENTIAL | 0 | 0 | 1 | 1 | 1 | 0 | 1 | 0 | 0 | 1
PCEA | Humboldt_Wind | NA | 2027 | 6 | 18.2295 | CONFIDENTIAL | CONFIDENTIAL | planned_new |  | CONFIDENTIAL | CONFIDENTIAL | CAISO_Wind | 0 | wind_low_cf | wind_low_cf_2027_6 | 47.9% | 1 | CONFIDENTIAL | CONFIDENTIAL | ok | new_resolve | 1 | 0 | Humboldt_Wind_NA_CONFIDENTIAL | 0 | 0 | 1 | 1 | 1 | 0 | 1 | 0 | 0 | 1
PCEA | Humboldt_Wind | NA | 2027 | 7 | 14.7121 | CONFIDENTIAL | CONFIDENTIAL | planned_new |  | CONFIDENTIAL | CONFIDENTIAL | CAISO_Wind | 0 | wind_low_cf | wind_low_cf_2027_7 | 33.39% | 1 | CONFIDENTIAL | CONFIDENTIAL | ok | new_resolve | 1 | 0 | Humboldt_Wind_NA_CONFIDENTIAL | 0 | 0 | 1 | 1 | 1 | 0 | 1 | 0 | 0 | 1
PCEA | Humboldt_Wind | NA | 2027 | 8 | 15.4534 | CONFIDENTIAL | CONFIDENTIAL | planned_new |  | CONFIDENTIAL | CONFIDENTIAL | CAISO_Wind | 0 | wind_low_cf | wind_low_cf_2027_8 | 30.48% | 1 | CONFIDENTIAL | CONFIDENTIAL | ok | new_resolve | 1 | 0 | Humboldt_Wind_NA_CONFIDENTIAL | 0 | 0 | 1 | 1 | 1 | 0 | 1 | 0 | 0 | 1
PCEA | Humboldt_Wind | NA | 2027 | 9 | 15.0685 | CONFIDENTIAL | CONFIDENTIAL | planned_new |  | CONFIDENTIAL | CONFIDENTIAL | CAISO_Wind | 0 | wind_low_cf | wind_low_cf_2027_9 | 21.77% | 1 | CONFIDENTIAL | CONFIDENTIAL | ok | new_resolve | 1 | 0 | Humboldt_Wind_NA_CONFIDENTIAL | 0 | 0 | 1 | 1 | 1 | 0 | 1 | 0 | 0 | 1
PCEA | Humboldt_Wind | NA | 2027 | 10 | 18.7632 | CONFIDENTIAL | CONFIDENTIAL | planned_new |  | CONFIDENTIAL | CONFIDENTIAL | CAISO_Wind | 0 | wind_low_cf | wind_low_cf_2027_10 | 11.61% | 1 | CONFIDENTIAL | CONFIDENTIAL | ok | new_resolve | 1 | 0 | Humboldt_Wind_NA_CONFIDENTIAL | 0 | 0 | 1 | 1 | 1 | 0 | 1 | 0 | 0 | 1
PCEA | Humboldt_Wind | NA | 2027 | 11 | 17.684 | CONFIDENTIAL | CONFIDENTIAL | planned_new |  | CONFIDENTIAL | CONFIDENTIAL | CAISO_Wind | 0 | wind_low_cf | wind_low_cf_2027_11 | 17.42% | 1 | CONFIDENTIAL | CONFIDENTIAL | ok | new_resolve | 1 | 0 | Humboldt_Wind_NA_CONFIDENTIAL | 0 | 0 | 1 | 1 | 1 | 0 | 1 | 0 | 0 | 1
PCEA | Humboldt_Wind | NA | 2027 | 12 | 25.9771 | CONFIDENTIAL | CONFIDENTIAL | planned_new |  | CONFIDENTIAL | CONFIDENTIAL | CAISO_Wind | 0 | wind_low_cf | wind_low_cf_2027_12 | 18.87% | 1 | CONFIDENTIAL | CONFIDENTIAL | ok | new_resolve | 1 | 0 | Humboldt_Wind_NA_CONFIDENTIAL | 0 | 0 | 1 | 1 | 1 | 0 | 1 | 0 | 0 | 1
PCEA | Humboldt_Wind | NA | 2028 | 1 | 22.3279 | CONFIDENTIAL | CONFIDENTIAL | planned_new |  | CONFIDENTIAL | CONFIDENTIAL | CAISO_Wind | 0 | wind_low_cf | wind_low_cf_2028_1 | 20.3% | 1 | CONFIDENTIAL | CONFIDENTIAL | ok | new_resolve | 1 | 0 | Humboldt_Wind_NA_CONFIDENTIAL | 0 | 0 | 1 | 1 | 1 | 0 | 1 | 0 | 0 | 1
PCEA | Humboldt_Wind | NA | 2028 | 2 | 21.3077 | CONFIDENTIAL | CONFIDENTIAL | planned_new |  | CONFIDENTIAL | CONFIDENTIAL | CAISO_Wind | 0 | wind_low_cf | wind_low_cf_2028_2 | 17.4% | 1 | CONFIDENTIAL | CONFIDENTIAL | ok | new_resolve | 1 | 0 | Humboldt_Wind_NA_CONFIDENTIAL | 0 | 0 | 1 | 1 | 1 | 0 | 1 | 0 | 0 | 1
PCEA | Humboldt_Wind | NA | 2028 | 3 | 17.5661 | CONFIDENTIAL | CONFIDENTIAL | planned_new |  | CONFIDENTIAL | CONFIDENTIAL | CAISO_Wind | 0 | wind_low_cf | wind_low_cf_2028_3 | 40.59% | 1 | CONFIDENTIAL | CONFIDENTIAL | ok | new_resolve | 1 | 0 | Humboldt_Wind_NA_CONFIDENTIAL | 0 | 0 | 1 | 1 | 1 | 0 | 1 | 0 | 0 | 1
PCEA | Humboldt_Wind | NA | 2028 | 4 | 18.691 | CONFIDENTIAL | CONFIDENTIAL | planned_new |  | CONFIDENTIAL | CONFIDENTIAL | CAISO_Wind | 0 | wind_low_cf | wind_low_cf_2028_4 | 36.25% | 1 | CONFIDENTIAL | CONFIDENTIAL | ok | new_resolve | 1 | 0 | Humboldt_Wind_NA_CONFIDENTIAL | 0 | 0 | 1 | 1 | 1 | 0 | 1 | 0 | 0 | 1
PCEA | Humboldt_Wind | NA | 2028 | 5 | 21.343 | CONFIDENTIAL | CONFIDENTIAL | planned_new |  | CONFIDENTIAL | CONFIDENTIAL | CAISO_Wind | 0 | wind_low_cf | wind_low_cf_2028_5 | 36.25% | 1 | CONFIDENTIAL | CONFIDENTIAL | ok | new_resolve | 1 | 0 | Humboldt_Wind_NA_CONFIDENTIAL | 0 | 0 | 1 | 1 | 1 | 0 | 1 | 0 | 0 | 1
PCEA | Humboldt_Wind | NA | 2028 | 6 | 18.2295 | CONFIDENTIAL | CONFIDENTIAL | planned_new |  | CONFIDENTIAL | CONFIDENTIAL | CAISO_Wind | 0 | wind_low_cf | wind_low_cf_2028_6 | 47.84% | 1 | CONFIDENTIAL | CONFIDENTIAL | ok | new_resolve | 1 | 0 | Humboldt_Wind_NA_CONFIDENTIAL | 0 | 0 | 1 | 1 | 1 | 0 | 1 | 0 | 0 | 1
PCEA | Humboldt_Wind | NA | 2028 | 7 | 14.7121 | CONFIDENTIAL | CONFIDENTIAL | planned_new |  | CONFIDENTIAL | CONFIDENTIAL | CAISO_Wind | 0 | wind_low_cf | wind_low_cf_2028_7 | 33.35% | 1 | CONFIDENTIAL | CONFIDENTIAL | ok | new_resolve | 1 | 0 | Humboldt_Wind_NA_CONFIDENTIAL | 0 | 0 | 1 | 1 | 1 | 0 | 1 | 0 | 0 | 1
PCEA | Humboldt_Wind | NA | 2028 | 8 | 15.4534 | CONFIDENTIAL | CONFIDENTIAL | planned_new |  | CONFIDENTIAL | CONFIDENTIAL | CAISO_Wind | 0 | wind_low_cf | wind_low_cf_2028_8 | 30.45% | 1 | CONFIDENTIAL | CONFIDENTIAL | ok | new_resolve | 1 | 0 | Humboldt_Wind_NA_CONFIDENTIAL | 0 | 0 | 1 | 1 | 1 | 0 | 1 | 0 | 0 | 1
PCEA | Humboldt_Wind | NA | 2028 | 9 | 15.0685 | CONFIDENTIAL | CONFIDENTIAL | planned_new |  | CONFIDENTIAL | CONFIDENTIAL | CAISO_Wind | 0 | wind_low_cf | wind_low_cf_2028_9 | 21.75% | 1 | CONFIDENTIAL | CONFIDENTIAL | ok | new_resolve | 1 | 0 | Humboldt_Wind_NA_CONFIDENTIAL | 0 | 0 | 1 | 1 | 1 | 0 | 1 | 0 | 0 | 1
PCEA | Humboldt_Wind | NA | 2028 | 10 | 18.7632 | CONFIDENTIAL | CONFIDENTIAL | planned_new |  | CONFIDENTIAL | CONFIDENTIAL | CAISO_Wind | 0 | wind_low_cf | wind_low_cf_2028_10 | 11.6% | 1 | CONFIDENTIAL | CONFIDENTIAL | ok | new_resolve | 1 | 0 | Humboldt_Wind_NA_CONFIDENTIAL | 0 | 0 | 1 | 1 | 1 | 0 | 1 | 0 | 0 | 1
PCEA | Humboldt_Wind | NA | 2028 | 11 | 17.684 | CONFIDENTIAL | CONFIDENTIAL | planned_new |  | CONFIDENTIAL | CONFIDENTIAL | CAISO_Wind | 0 | wind_low_cf | wind_low_cf_2028_11 | 17.4% | 1 | CONFIDENTIAL | CONFIDENTIAL | ok | new_resolve | 1 | 0 | Humboldt_Wind_NA_CONFIDENTIAL | 0 | 0 | 1 | 1 | 1 | 0 | 1 | 0 | 0 | 1
PCEA | Humboldt_Wind | NA | 2028 | 12 | 25.9771 | CONFIDENTIAL | CONFIDENTIAL | planned_new |  | CONFIDENTIAL | CONFIDENTIAL | CAISO_Wind | 0 | wind_low_cf | wind_low_cf_2028_12 | 18.85% | 1 | CONFIDENTIAL | CONFIDENTIAL | ok | new_resolve | 1 | 0 | Humboldt_Wind_NA_CONFIDENTIAL | 0 | 0 | 1 | 1 | 1 | 0 | 1 | 0 | 0 | 1
PCEA | Humboldt_Wind | NA | 2029 | 1 | 22.3279 | CONFIDENTIAL | CONFIDENTIAL | planned_new |  | CONFIDENTIAL | CONFIDENTIAL | CAISO_Wind | 0 | wind_low_cf | wind_low_cf_2029_1 | 20.27% | 1 | CONFIDENTIAL | CONFIDENTIAL | ok | new_resolve | 1 | 0 | Humboldt_Wind_NA_CONFIDENTIAL | 0 | 0 | 1 | 1 | 1 | 0 | 1 | 0 | 0 | 1
PCEA | Humboldt_Wind | NA | 2029 | 2 | 21.3077 | CONFIDENTIAL | CONFIDENTIAL | planned_new |  | CONFIDENTIAL | CONFIDENTIAL | CAISO_Wind | 0 | wind_low_cf | wind_low_cf_2029_2 | 17.38% | 1 | CONFIDENTIAL | CONFIDENTIAL | ok | new_resolve | 1 | 0 | Humboldt_Wind_NA_CONFIDENTIAL | 0 | 0 | 1 | 1 | 1 | 0 | 1 | 0 | 0 | 1
PCEA | Humboldt_Wind | NA | 2029 | 3 | 17.5661 | CONFIDENTIAL | CONFIDENTIAL | planned_new |  | CONFIDENTIAL | CONFIDENTIAL | CAISO_Wind | 0 | wind_low_cf | wind_low_cf_2029_3 | 40.54% | 1 | CONFIDENTIAL | CONFIDENTIAL | ok | new_resolve | 1 | 0 | Humboldt_Wind_NA_CONFIDENTIAL | 0 | 0 | 1 | 1 | 1 | 0 | 1 | 0 | 0 | 1
PCEA | Humboldt_Wind | NA | 2029 | 4 | 18.691 | CONFIDENTIAL | CONFIDENTIAL | planned_new |  | CONFIDENTIAL | CONFIDENTIAL | CAISO_Wind | 0 | wind_low_cf | wind_low_cf_2029_4 | 36.2% | 1 | CONFIDENTIAL | CONFIDENTIAL | ok | new_resolve | 1 | 0 | Humboldt_Wind_NA_CONFIDENTIAL | 0 | 0 | 1 | 1 | 1 | 0 | 1 | 0 | 0 | 1
PCEA | Humboldt_Wind | NA | 2029 | 5 | 21.343 | CONFIDENTIAL | CONFIDENTIAL | planned_new |  | CONFIDENTIAL | CONFIDENTIAL | CAISO_Wind | 0 | wind_low_cf | wind_low_cf_2029_5 | 36.2% | 1 | CONFIDENTIAL | CONFIDENTIAL | ok | new_resolve | 1 | 0 | Humboldt_Wind_NA_CONFIDENTIAL | 0 | 0 | 1 | 1 | 1 | 0 | 1 | 0 | 0 | 1
PCEA | Humboldt_Wind | NA | 2029 | 6 | 18.2295 | CONFIDENTIAL | CONFIDENTIAL | planned_new |  | CONFIDENTIAL | CONFIDENTIAL | CAISO_Wind | 0 | wind_low_cf | wind_low_cf_2029_6 | 47.78% | 1 | CONFIDENTIAL | CONFIDENTIAL | ok | new_resolve | 1 | 0 | Humboldt_Wind_NA_CONFIDENTIAL | 0 | 0 | 1 | 1 | 1 | 0 | 1 | 0 | 0 | 1
PCEA | Humboldt_Wind | NA | 2029 | 7 | 14.7121 | CONFIDENTIAL | CONFIDENTIAL | planned_new |  | CONFIDENTIAL | CONFIDENTIAL | CAISO_Wind | 0 | wind_low_cf | wind_low_cf_2029_7 | 33.3% | 1 | CONFIDENTIAL | CONFIDENTIAL | ok | new_resolve | 1 | 0 | Humboldt_Wind_NA_CONFIDENTIAL | 0 | 0 | 1 | 1 | 1 | 0 | 1 | 0 | 0 | 1
PCEA | Humboldt_Wind | NA | 2029 | 8 | 15.4534 | CONFIDENTIAL | CONFIDENTIAL | planned_new |  | CONFIDENTIAL | CONFIDENTIAL | CAISO_Wind | 0 | wind_low_cf | wind_low_cf_2029_8 | 30.41% | 1 | CONFIDENTIAL | CONFIDENTIAL | ok | new_resolve | 1 | 0 | Humboldt_Wind_NA_CONFIDENTIAL | 0 | 0 | 1 | 1 | 1 | 0 | 1 | 0 | 0 | 1
PCEA | Humboldt_Wind | NA | 2029 | 9 | 15.0685 | CONFIDENTIAL | CONFIDENTIAL | planned_new |  | CONFIDENTIAL | CONFIDENTIAL | CAISO_Wind | 0 | wind_low_cf | wind_low_cf_2029_9 | 21.72% | 1 | CONFIDENTIAL | CONFIDENTIAL | ok | new_resolve | 1 | 0 | Humboldt_Wind_NA_CONFIDENTIAL | 0 | 0 | 1 | 1 | 1 | 0 | 1 | 0 | 0 | 1
PCEA | Humboldt_Wind | NA | 2029 | 10 | 18.7632 | CONFIDENTIAL | CONFIDENTIAL | planned_new |  | CONFIDENTIAL | CONFIDENTIAL | CAISO_Wind | 0 | wind_low_cf | wind_low_cf_2029_10 | 11.58% | 1 | CONFIDENTIAL | CONFIDENTIAL | ok | new_resolve | 1 | 0 | Humboldt_Wind_NA_CONFIDENTIAL | 0 | 0 | 1 | 1 | 1 | 0 | 1 | 0 | 0 | 1
PCEA | Humboldt_Wind | NA | 2029 | 11 | 17.684 | CONFIDENTIAL | CONFIDENTIAL | planned_new |  | CONFIDENTIAL | CONFIDENTIAL | CAISO_Wind | 0 | wind_low_cf | wind_low_cf_2029_11 | 17.38% | 1 | CONFIDENTIAL | CONFIDENTIAL | ok | new_resolve | 1 | 0 | Humboldt_Wind_NA_CONFIDENTIAL | 0 | 0 | 1 | 1 | 1 | 0 | 1 | 0 | 0 | 1
PCEA | Humboldt_Wind | NA | 2029 | 12 | 25.9771 | CONFIDENTIAL | CONFIDENTIAL | planned_new |  | CONFIDENTIAL | CONFIDENTIAL | CAISO_Wind | 0 | wind_low_cf | wind_low_cf_2029_12 | 18.82% | 1 | CONFIDENTIAL | CONFIDENTIAL | ok | new_resolve | 1 | 0 | Humboldt_Wind_NA_CONFIDENTIAL | 0 | 0 | 1 | 1 | 1 | 0 | 1 | 0 | 0 | 1
PCEA | Humboldt_Wind | NA | 2030 | 1 | 22.3279 | CONFIDENTIAL | CONFIDENTIAL | planned_new |  | CONFIDENTIAL | CONFIDENTIAL | CAISO_Wind | 0 | wind_low_cf | wind_low_cf_2030_1 | 20.25% | 1 | CONFIDENTIAL | CONFIDENTIAL | ok | new_resolve | 1 | 0 | Humboldt_Wind_NA_CONFIDENTIAL | 0 | 0 | 1 | 1 | 1 | 0 | 1 | 0 | 0 | 1
PCEA | Humboldt_Wind | NA | 2030 | 2 | 21.3077 | CONFIDENTIAL | CONFIDENTIAL | planned_new |  | CONFIDENTIAL | CONFIDENTIAL | CAISO_Wind | 0 | wind_low_cf | wind_low_cf_2030_2 | 17.35% | 1 | CONFIDENTIAL | CONFIDENTIAL | ok | new_resolve | 1 | 0 | Humboldt_Wind_NA_CONFIDENTIAL | 0 | 0 | 1 | 1 | 1 | 0 | 1 | 0 | 0 | 1
PCEA | Humboldt_Wind | NA | 2030 | 3 | 17.5661 | CONFIDENTIAL | CONFIDENTIAL | planned_new |  | CONFIDENTIAL | CONFIDENTIAL | CAISO_Wind | 0 | wind_low_cf | wind_low_cf_2030_3 | 40.49% | 1 | CONFIDENTIAL | CONFIDENTIAL | ok | new_resolve | 1 | 0 | Humboldt_Wind_NA_CONFIDENTIAL | 0 | 0 | 1 | 1 | 1 | 0 | 1 | 0 | 0 | 1
PCEA | Humboldt_Wind | NA | 2030 | 4 | 18.691 | CONFIDENTIAL | CONFIDENTIAL | planned_new |  | CONFIDENTIAL | CONFIDENTIAL | CAISO_Wind | 0 | wind_low_cf | wind_low_cf_2030_4 | 36.15% | 1 | CONFIDENTIAL | CONFIDENTIAL | ok | new_resolve | 1 | 0 | Humboldt_Wind_NA_CONFIDENTIAL | 0 | 0 | 1 | 1 | 1 | 0 | 1 | 0 | 0 | 1
PCEA | Humboldt_Wind | NA | 2030 | 5 | 21.343 | CONFIDENTIAL | CONFIDENTIAL | planned_new |  | CONFIDENTIAL | CONFIDENTIAL | CAISO_Wind | 0 | wind_low_cf | wind_low_cf_2030_5 | 36.15% | 1 | CONFIDENTIAL | CONFIDENTIAL | ok | new_resolve | 1 | 0 | Humboldt_Wind_NA_CONFIDENTIAL | 0 | 0 | 1 | 1 | 1 | 0 | 1 | 0 | 0 | 1
PCEA | Humboldt_Wind | NA | 2030 | 6 | 18.2295 | CONFIDENTIAL | CONFIDENTIAL | planned_new |  | CONFIDENTIAL | CONFIDENTIAL | CAISO_Wind | 0 | wind_low_cf | wind_low_cf_2030_6 | 47.72% | 1 | CONFIDENTIAL | CONFIDENTIAL | ok | new_resolve | 1 | 0 | Humboldt_Wind_NA_CONFIDENTIAL | 0 | 0 | 1 | 1 | 1 | 0 | 1 | 0 | 0 | 1
PCEA | Humboldt_Wind | NA | 2030 | 7 | 14.7121 | CONFIDENTIAL | CONFIDENTIAL | planned_new |  | CONFIDENTIAL | CONFIDENTIAL | CAISO_Wind | 0 | wind_low_cf | wind_low_cf_2030_7 | 33.26% | 1 | CONFIDENTIAL | CONFIDENTIAL | ok | new_resolve | 1 | 0 | Humboldt_Wind_NA_CONFIDENTIAL | 0 | 0 | 1 | 1 | 1 | 0 | 1 | 0 | 0 | 1
PCEA | Humboldt_Wind | NA | 2030 | 8 | 15.4534 | CONFIDENTIAL | CONFIDENTIAL | planned_new |  | CONFIDENTIAL | CONFIDENTIAL | CAISO_Wind | 0 | wind_low_cf | wind_low_cf_2030_8 | 30.37% | 1 | CONFIDENTIAL | CONFIDENTIAL | ok | new_resolve | 1 | 0 | Humboldt_Wind_NA_CONFIDENTIAL | 0 | 0 | 1 | 1 | 1 | 0 | 1 | 0 | 0 | 1
PCEA | Humboldt_Wind | NA | 2030 | 9 | 15.0685 | CONFIDENTIAL | CONFIDENTIAL | planned_new |  | CONFIDENTIAL | CONFIDENTIAL | CAISO_Wind | 0 | wind_low_cf | wind_low_cf_2030_9 | 21.69% | 1 | CONFIDENTIAL | CONFIDENTIAL | ok | new_resolve | 1 | 0 | Humboldt_Wind_NA_CONFIDENTIAL | 0 | 0 | 1 | 1 | 1 | 0 | 1 | 0 | 0 | 1
PCEA | Humboldt_Wind | NA | 2030 | 10 | 18.7632 | CONFIDENTIAL | CONFIDENTIAL | planned_new |  | CONFIDENTIAL | CONFIDENTIAL | CAISO_Wind | 0 | wind_low_cf | wind_low_cf_2030_10 | 11.57% | 1 | CONFIDENTIAL | CONFIDENTIAL | ok | new_resolve | 1 | 0 | Humboldt_Wind_NA_CONFIDENTIAL | 0 | 0 | 1 | 1 | 1 | 0 | 1 | 0 | 0 | 1
PCEA | Humboldt_Wind | NA | 2030 | 11 | 17.684 | CONFIDENTIAL | CONFIDENTIAL | planned_new |  | CONFIDENTIAL | CONFIDENTIAL | CAISO_Wind | 0 | wind_low_cf | wind_low_cf_2030_11 | 17.35% | 1 | CONFIDENTIAL | CONFIDENTIAL | ok | new_resolve | 1 | 0 | Humboldt_Wind_NA_CONFIDENTIAL | 0 | 0 | 1 | 1 | 1 | 0 | 1 | 0 | 0 | 1
PCEA | Humboldt_Wind | NA | 2030 | 12 | 25.9771 | CONFIDENTIAL | CONFIDENTIAL | planned_new |  | CONFIDENTIAL | CONFIDENTIAL | CAISO_Wind | 0 | wind_low_cf | wind_low_cf_2030_12 | 18.8% | 1 | CONFIDENTIAL | CONFIDENTIAL | ok | new_resolve | 1 | 0 | Humboldt_Wind_NA_CONFIDENTIAL | 0 | 0 | 1 | 1 | 1 | 0 | 1 | 0 | 0 | 1
PCEA | Tehachapi_Wind | NA | 2023 | 1 | 1.9234 | CONFIDENTIAL | CONFIDENTIAL | planned_new |  | CONFIDENTIAL | CONFIDENTIAL | CAISO_Wind | 0 | wind_low_cf | wind_low_cf_2023_1 | 14% | 1 | CONFIDENTIAL | CONFIDENTIAL | ok | new_resolve | 1 | 0 | Tehachapi_Wind_NA_CONFIDENTIAL | 1 | 24 | 1 | 1 | 1 | 0 | 1 | 0 | 0 | 1
PCEA | Tehachapi_Wind | NA | 2023 | 2 | 1.9445 | CONFIDENTIAL | CONFIDENTIAL | planned_new |  | CONFIDENTIAL | CONFIDENTIAL | CAISO_Wind | 0 | wind_low_cf | wind_low_cf_2023_2 | 12% | 1 | CONFIDENTIAL | CONFIDENTIAL | ok | new_resolve | 1 | 0 | Tehachapi_Wind_NA_CONFIDENTIAL | 0 | 0 | 1 | 1 | 1 | 0 | 1 | 0 | 0 | 1
PCEA | Tehachapi_Wind | NA | 2023 | 3 | 2.5751 | CONFIDENTIAL | CONFIDENTIAL | planned_new |  | CONFIDENTIAL | CONFIDENTIAL | CAISO_Wind | 0 | wind_low_cf | wind_low_cf_2023_3 | 28% | 1 | CONFIDENTIAL | CONFIDENTIAL | ok | new_resolve | 1 | 0 | Tehachapi_Wind_NA_CONFIDENTIAL | 0 | 0 | 1 | 1 | 1 | 0 | 1 | 0 | 0 | 1
PCEA | Tehachapi_Wind | NA | 2023 | 4 | 3.3577 | CONFIDENTIAL | CONFIDENTIAL | planned_new |  | CONFIDENTIAL | CONFIDENTIAL | CAISO_Wind | 0 | wind_low_cf | wind_low_cf_2023_4 | 25% | 1 | CONFIDENTIAL | CONFIDENTIAL | ok | new_resolve | 1 | 0 | Tehachapi_Wind_NA_CONFIDENTIAL | 0 | 0 | 1 | 1 | 1 | 0 | 1 | 0 | 0 | 1
PCEA | Tehachapi_Wind | NA | 2023 | 5 | 2.9305 | CONFIDENTIAL | CONFIDENTIAL | planned_new |  | CONFIDENTIAL | CONFIDENTIAL | CAISO_Wind | 0 | wind_low_cf | wind_low_cf_2023_5 | 25% | 1 | CONFIDENTIAL | CONFIDENTIAL | ok | new_resolve | 1 | 0 | Tehachapi_Wind_NA_CONFIDENTIAL | 0 | 0 | 1 | 1 | 1 | 0 | 1 | 0 | 0 | 1
PCEA | Tehachapi_Wind | NA | 2023 | 6 | 3.1615 | CONFIDENTIAL | CONFIDENTIAL | planned_new |  | CONFIDENTIAL | CONFIDENTIAL | CAISO_Wind | 0 | wind_low_cf | wind_low_cf_2023_6 | 33% | 1 | CONFIDENTIAL | CONFIDENTIAL | ok | new_resolve | 1 | 0 | Tehachapi_Wind_NA_CONFIDENTIAL | 0 | 0 | 1 | 1 | 1 | 0 | 1 | 0 | 0 | 1
PCEA | Tehachapi_Wind | NA | 2023 | 7 | 2.5091 | CONFIDENTIAL | CONFIDENTIAL | planned_new |  | CONFIDENTIAL | CONFIDENTIAL | CAISO_Wind | 0 | wind_low_cf | wind_low_cf_2023_7 | 23% | 1 | CONFIDENTIAL | CONFIDENTIAL | ok | new_resolve | 1 | 0 | Tehachapi_Wind_NA_CONFIDENTIAL | 0 | 0 | 1 | 1 | 1 | 0 | 1 | 0 | 0 | 1
PCEA | Tehachapi_Wind | NA | 2023 | 8 | 2.0939 | CONFIDENTIAL | CONFIDENTIAL | planned_new |  | CONFIDENTIAL | CONFIDENTIAL | CAISO_Wind | 0 | wind_low_cf | wind_low_cf_2023_8 | 21% | 1 | CONFIDENTIAL | CONFIDENTIAL | ok | new_resolve | 1 | 0 | Tehachapi_Wind_NA_CONFIDENTIAL | 0 | 0 | 1 | 1 | 1 | 0 | 1 | 0 | 0 | 1
PCEA | Tehachapi_Wind | NA | 2023 | 9 | 1.8092 | CONFIDENTIAL | CONFIDENTIAL | planned_new |  | CONFIDENTIAL | CONFIDENTIAL | CAISO_Wind | 0 | wind_low_cf | wind_low_cf_2023_9 | 15% | 1 | CONFIDENTIAL | CONFIDENTIAL | ok | new_resolve | 1 | 0 | Tehachapi_Wind_NA_CONFIDENTIAL | 0 | 0 | 1 | 1 | 1 | 0 | 1 | 0 | 0 | 1
PCEA | Tehachapi_Wind | NA | 2023 | 10 | 2.322 | CONFIDENTIAL | CONFIDENTIAL | planned_new |  | CONFIDENTIAL | CONFIDENTIAL | CAISO_Wind | 0 | wind_low_cf | wind_low_cf_2023_10 | 8% | 1 | CONFIDENTIAL | CONFIDENTIAL | ok | new_resolve | 1 | 0 | Tehachapi_Wind_NA_CONFIDENTIAL | 0 | 0 | 1 | 1 | 1 | 0 | 1 | 0 | 0 | 1
PCEA | Tehachapi_Wind | NA | 2023 | 11 | 1.428 | CONFIDENTIAL | CONFIDENTIAL | planned_new |  | CONFIDENTIAL | CONFIDENTIAL | CAISO_Wind | 0 | wind_low_cf | wind_low_cf_2023_11 | 12% | 1 | CONFIDENTIAL | CONFIDENTIAL | ok | new_resolve | 1 | 0 | Tehachapi_Wind_NA_CONFIDENTIAL | 0 | 0 | 1 | 1 | 1 | 0 | 1 | 0 | 0 | 1
PCEA | Tehachapi_Wind | NA | 2023 | 12 | 2.3504 | CONFIDENTIAL | CONFIDENTIAL | planned_new |  | CONFIDENTIAL | CONFIDENTIAL | CAISO_Wind | 0 | wind_low_cf | wind_low_cf_2023_12 | 13% | 1 | CONFIDENTIAL | CONFIDENTIAL | ok | new_resolve | 1 | 0 | Tehachapi_Wind_NA_CONFIDENTIAL | 0 | 0 | 1 | 1 | 1 | 0 | 1 | 0 | 0 | 1
PCEA | Tehachapi_Wind | NA | 2024 | 1 | 3.3991 | CONFIDENTIAL | CONFIDENTIAL | planned_new |  | CONFIDENTIAL | CONFIDENTIAL | CAISO_Wind | 0 | wind_low_cf | wind_low_cf_2024_1 | 16.12% | 1 | CONFIDENTIAL | CONFIDENTIAL | ok | new_resolve | 1 | 0 | Tehachapi_Wind_NA_CONFIDENTIAL | 0 | 0 | 1 | 1 | 1 | 0 | 1 | 0 | 0 | 1
PCEA | Tehachapi_Wind | NA | 2024 | 2 | 3.4364 | CONFIDENTIAL | CONFIDENTIAL | planned_new |  | CONFIDENTIAL | CONFIDENTIAL | CAISO_Wind | 0 | wind_low_cf | wind_low_cf_2024_2 | 13.81% | 1 | CONFIDENTIAL | CONFIDENTIAL | ok | new_resolve | 1 | 0 | Tehachapi_Wind_NA_CONFIDENTIAL | 0 | 0 | 1 | 1 | 1 | 0 | 1 | 0 | 0 | 1
PCEA | Tehachapi_Wind | NA | 2024 | 3 | 4.5508 | CONFIDENTIAL | CONFIDENTIAL | planned_new |  | CONFIDENTIAL | CONFIDENTIAL | CAISO_Wind | 0 | wind_low_cf | wind_low_cf_2024_3 | 32.23% | 1 | CONFIDENTIAL | CONFIDENTIAL | ok | new_resolve | 1 | 0 | Tehachapi_Wind_NA_CONFIDENTIAL | 0 | 0 | 1 | 1 | 1 | 0 | 1 | 0 | 0 | 1
PCEA | Tehachapi_Wind | NA | 2024 | 4 | 5.9339 | CONFIDENTIAL | CONFIDENTIAL | planned_new |  | CONFIDENTIAL | CONFIDENTIAL | CAISO_Wind | 0 | wind_low_cf | wind_low_cf_2024_4 | 28.78% | 1 | CONFIDENTIAL | CONFIDENTIAL | ok | new_resolve | 1 | 0 | Tehachapi_Wind_NA_CONFIDENTIAL | 0 | 0 | 1 | 1 | 1 | 0 | 1 | 0 | 0 | 1
PCEA | Tehachapi_Wind | NA | 2024 | 5 | 5.1789 | CONFIDENTIAL | CONFIDENTIAL | planned_new |  | CONFIDENTIAL | CONFIDENTIAL | CAISO_Wind | 0 | wind_low_cf | wind_low_cf_2024_5 | 28.78% | 1 | CONFIDENTIAL | CONFIDENTIAL | ok | new_resolve | 1 | 0 | Tehachapi_Wind_NA_CONFIDENTIAL | 0 | 0 | 1 | 1 | 1 | 0 | 1 | 0 | 0 | 1
PCEA | Tehachapi_Wind | NA | 2024 | 6 | 5.5871 | CONFIDENTIAL | CONFIDENTIAL | planned_new |  | CONFIDENTIAL | CONFIDENTIAL | CAISO_Wind | 0 | wind_low_cf | wind_low_cf_2024_6 | 37.99% | 1 | CONFIDENTIAL | CONFIDENTIAL | ok | new_resolve | 1 | 0 | Tehachapi_Wind_NA_CONFIDENTIAL | 0 | 0 | 1 | 1 | 1 | 0 | 1 | 0 | 0 | 1
PCEA | Tehachapi_Wind | NA | 2024 | 7 | 4.4342 | CONFIDENTIAL | CONFIDENTIAL | planned_new |  | CONFIDENTIAL | CONFIDENTIAL | CAISO_Wind | 0 | wind_low_cf | wind_low_cf_2024_7 | 26.48% | 1 | CONFIDENTIAL | CONFIDENTIAL | ok | new_resolve | 1 | 0 | Tehachapi_Wind_NA_CONFIDENTIAL | 0 | 0 | 1 | 1 | 1 | 0 | 1 | 0 | 0 | 1
PCEA | Tehachapi_Wind | NA | 2024 | 8 | 3.7003 | CONFIDENTIAL | CONFIDENTIAL | planned_new |  | CONFIDENTIAL | CONFIDENTIAL | CAISO_Wind | 0 | wind_low_cf | wind_low_cf_2024_8 | 24.17% | 1 | CONFIDENTIAL | CONFIDENTIAL | ok | new_resolve | 1 | 0 | Tehachapi_Wind_NA_CONFIDENTIAL | 0 | 0 | 1 | 1 | 1 | 0 | 1 | 0 | 0 | 1
PCEA | Tehachapi_Wind | NA | 2024 | 9 | 3.1974 | CONFIDENTIAL | CONFIDENTIAL | planned_new |  | CONFIDENTIAL | CONFIDENTIAL | CAISO_Wind | 0 | wind_low_cf | wind_low_cf_2024_9 | 17.27% | 1 | CONFIDENTIAL | CONFIDENTIAL | ok | new_resolve | 1 | 0 | Tehachapi_Wind_NA_CONFIDENTIAL | 0 | 0 | 1 | 1 | 1 | 0 | 1 | 0 | 0 | 1
PCEA | Tehachapi_Wind | NA | 2024 | 10 | 4.1035 | CONFIDENTIAL | CONFIDENTIAL | planned_new |  | CONFIDENTIAL | CONFIDENTIAL | CAISO_Wind | 0 | wind_low_cf | wind_low_cf_2024_10 | 9.209% | 1 | CONFIDENTIAL | CONFIDENTIAL | ok | new_resolve | 1 | 0 | Tehachapi_Wind_NA_CONFIDENTIAL | 0 | 0 | 1 | 1 | 1 | 0 | 1 | 0 | 0 | 1
PCEA | Tehachapi_Wind | NA | 2024 | 11 | 2.5237 | CONFIDENTIAL | CONFIDENTIAL | planned_new |  | CONFIDENTIAL | CONFIDENTIAL | CAISO_Wind | 0 | wind_low_cf | wind_low_cf_2024_11 | 13.81% | 1 | CONFIDENTIAL | CONFIDENTIAL | ok | new_resolve | 1 | 0 | Tehachapi_Wind_NA_CONFIDENTIAL | 0 | 0 | 1 | 1 | 1 | 0 | 1 | 0 | 0 | 1
PCEA | Tehachapi_Wind | NA | 2024 | 12 | 4.1537 | CONFIDENTIAL | CONFIDENTIAL | planned_new |  | CONFIDENTIAL | CONFIDENTIAL | CAISO_Wind | 0 | wind_low_cf | wind_low_cf_2024_12 | 14.96% | 1 | CONFIDENTIAL | CONFIDENTIAL | ok | new_resolve | 1 | 0 | Tehachapi_Wind_NA_CONFIDENTIAL | 0 | 0 | 1 | 1 | 1 | 0 | 1 | 0 | 0 | 1
PCEA | Tehachapi_Wind | NA | 2025 | 1 | 3.4729 | CONFIDENTIAL | CONFIDENTIAL | planned_new |  | CONFIDENTIAL | CONFIDENTIAL | CAISO_Wind | 0 | wind_low_cf | wind_low_cf_2025_1 | 18.23% | 1 | CONFIDENTIAL | CONFIDENTIAL | ok | new_resolve | 1 | 0 | Tehachapi_Wind_NA_CONFIDENTIAL | 0 | 0 | 1 | 1 | 1 | 0 | 1 | 0 | 0 | 1
PCEA | Tehachapi_Wind | NA | 2025 | 2 | 3.511 | CONFIDENTIAL | CONFIDENTIAL | planned_new |  | CONFIDENTIAL | CONFIDENTIAL | CAISO_Wind | 0 | wind_low_cf | wind_low_cf_2025_2 | 15.63% | 1 | CONFIDENTIAL | CONFIDENTIAL | ok | new_resolve | 1 | 0 | Tehachapi_Wind_NA_CONFIDENTIAL | 0 | 0 | 1 | 1 | 1 | 0 | 1 | 0 | 0 | 1
PCEA | Tehachapi_Wind | NA | 2025 | 3 | 4.6496 | CONFIDENTIAL | CONFIDENTIAL | planned_new |  | CONFIDENTIAL | CONFIDENTIAL | CAISO_Wind | 0 | wind_low_cf | wind_low_cf_2025_3 | 36.46% | 1 | CONFIDENTIAL | CONFIDENTIAL | ok | new_resolve | 1 | 0 | Tehachapi_Wind_NA_CONFIDENTIAL | 0 | 0 | 1 | 1 | 1 | 0 | 1 | 0 | 0 | 1
PCEA | Tehachapi_Wind | NA | 2025 | 4 | 6.0627 | CONFIDENTIAL | CONFIDENTIAL | planned_new |  | CONFIDENTIAL | CONFIDENTIAL | CAISO_Wind | 0 | wind_low_cf | wind_low_cf_2025_4 | 32.56% | 1 | CONFIDENTIAL | CONFIDENTIAL | ok | new_resolve | 1 | 0 | Tehachapi_Wind_NA_CONFIDENTIAL | 0 | 0 | 1 | 1 | 1 | 0 | 1 | 0 | 0 | 1
PCEA | Tehachapi_Wind | NA | 2025 | 5 | 5.2914 | CONFIDENTIAL | CONFIDENTIAL | planned_new |  | CONFIDENTIAL | CONFIDENTIAL | CAISO_Wind | 0 | wind_low_cf | wind_low_cf_2025_5 | 32.56% | 1 | CONFIDENTIAL | CONFIDENTIAL | ok | new_resolve | 1 | 0 | Tehachapi_Wind_NA_CONFIDENTIAL | 0 | 0 | 1 | 1 | 1 | 0 | 1 | 0 | 0 | 1
PCEA | Tehachapi_Wind | NA | 2025 | 6 | 5.7084 | CONFIDENTIAL | CONFIDENTIAL | planned_new |  | CONFIDENTIAL | CONFIDENTIAL | CAISO_Wind | 0 | wind_low_cf | wind_low_cf_2025_6 | 42.98% | 1 | CONFIDENTIAL | CONFIDENTIAL | ok | new_resolve | 1 | 0 | Tehachapi_Wind_NA_CONFIDENTIAL | 0 | 0 | 1 | 1 | 1 | 0 | 1 | 0 | 0 | 1
PCEA | Tehachapi_Wind | NA | 2025 | 7 | 4.5304 | CONFIDENTIAL | CONFIDENTIAL | planned_new |  | CONFIDENTIAL | CONFIDENTIAL | CAISO_Wind | 0 | wind_low_cf | wind_low_cf_2025_7 | 29.95% | 1 | CONFIDENTIAL | CONFIDENTIAL | ok | new_resolve | 1 | 0 | Tehachapi_Wind_NA_CONFIDENTIAL | 0 | 0 | 1 | 1 | 1 | 0 | 1 | 0 | 0 | 1
PCEA | Tehachapi_Wind | NA | 2025 | 8 | 3.7807 | CONFIDENTIAL | CONFIDENTIAL | planned_new |  | CONFIDENTIAL | CONFIDENTIAL | CAISO_Wind | 0 | wind_low_cf | wind_low_cf_2025_8 | 27.35% | 1 | CONFIDENTIAL | CONFIDENTIAL | ok | new_resolve | 1 | 0 | Tehachapi_Wind_NA_CONFIDENTIAL | 0 | 0 | 1 | 1 | 1 | 0 | 1 | 0 | 0 | 1
PCEA | Tehachapi_Wind | NA | 2025 | 9 | 3.2668 | CONFIDENTIAL | CONFIDENTIAL | planned_new |  | CONFIDENTIAL | CONFIDENTIAL | CAISO_Wind | 0 | wind_low_cf | wind_low_cf_2025_9 | 19.53% | 1 | CONFIDENTIAL | CONFIDENTIAL | ok | new_resolve | 1 | 0 | Tehachapi_Wind_NA_CONFIDENTIAL | 0 | 0 | 1 | 1 | 1 | 0 | 1 | 0 | 0 | 1
PCEA | Tehachapi_Wind | NA | 2025 | 10 | 4.1926 | CONFIDENTIAL | CONFIDENTIAL | planned_new |  | CONFIDENTIAL | CONFIDENTIAL | CAISO_Wind | 0 | wind_low_cf | wind_low_cf_2025_10 | 10.42% | 1 | CONFIDENTIAL | CONFIDENTIAL | ok | new_resolve | 1 | 0 | Tehachapi_Wind_NA_CONFIDENTIAL | 0 | 0 | 1 | 1 | 1 | 0 | 1 | 0 | 0 | 1
PCEA | Tehachapi_Wind | NA | 2025 | 11 | 2.5784 | CONFIDENTIAL | CONFIDENTIAL | planned_new |  | CONFIDENTIAL | CONFIDENTIAL | CAISO_Wind | 0 | wind_low_cf | wind_low_cf_2025_11 | 15.63% | 1 | CONFIDENTIAL | CONFIDENTIAL | ok | new_resolve | 1 | 0 | Tehachapi_Wind_NA_CONFIDENTIAL | 0 | 0 | 1 | 1 | 1 | 0 | 1 | 0 | 0 | 1
PCEA | Tehachapi_Wind | NA | 2025 | 12 | 4.2439 | CONFIDENTIAL | CONFIDENTIAL | planned_new |  | CONFIDENTIAL | CONFIDENTIAL | CAISO_Wind | 0 | wind_low_cf | wind_low_cf_2025_12 | 16.93% | 1 | CONFIDENTIAL | CONFIDENTIAL | ok | new_resolve | 1 | 0 | Tehachapi_Wind_NA_CONFIDENTIAL | 0 | 0 | 1 | 1 | 1 | 0 | 1 | 0 | 0 | 1
PCEA | Tehachapi_Wind | NA | 2026 | 1 | 3.4729 | CONFIDENTIAL | CONFIDENTIAL | planned_new |  | CONFIDENTIAL | CONFIDENTIAL | CAISO_Wind | 0 | wind_low_cf | wind_low_cf_2026_1 | 20.35% | 1 | CONFIDENTIAL | CONFIDENTIAL | ok | new_resolve | 1 | 0 | Tehachapi_Wind_NA_CONFIDENTIAL | 0 | 0 | 1 | 1 | 1 | 0 | 1 | 0 | 0 | 1
PCEA | Tehachapi_Wind | NA | 2026 | 2 | 3.511 | CONFIDENTIAL | CONFIDENTIAL | planned_new |  | CONFIDENTIAL | CONFIDENTIAL | CAISO_Wind | 0 | wind_low_cf | wind_low_cf_2026_2 | 17.44% | 1 | CONFIDENTIAL | CONFIDENTIAL | ok | new_resolve | 1 | 0 | Tehachapi_Wind_NA_CONFIDENTIAL | 0 | 0 | 1 | 1 | 1 | 0 | 1 | 0 | 0 | 1
PCEA | Tehachapi_Wind | NA | 2026 | 3 | 4.6496 | CONFIDENTIAL | CONFIDENTIAL | planned_new |  | CONFIDENTIAL | CONFIDENTIAL | CAISO_Wind | 0 | wind_low_cf | wind_low_cf_2026_3 | 40.7% | 1 | CONFIDENTIAL | CONFIDENTIAL | ok | new_resolve | 1 | 0 | Tehachapi_Wind_NA_CONFIDENTIAL | 0 | 0 | 1 | 1 | 1 | 0 | 1 | 0 | 0 | 1
PCEA | Tehachapi_Wind | NA | 2026 | 4 | 6.0627 | CONFIDENTIAL | CONFIDENTIAL | planned_new |  | CONFIDENTIAL | CONFIDENTIAL | CAISO_Wind | 0 | wind_low_cf | wind_low_cf_2026_4 | 36.34% | 1 | CONFIDENTIAL | CONFIDENTIAL | ok | new_resolve | 1 | 0 | Tehachapi_Wind_NA_CONFIDENTIAL | 0 | 0 | 1 | 1 | 1 | 0 | 1 | 0 | 0 | 1
PCEA | Tehachapi_Wind | NA | 2026 | 5 | 5.2914 | CONFIDENTIAL | CONFIDENTIAL | planned_new |  | CONFIDENTIAL | CONFIDENTIAL | CAISO_Wind | 0 | wind_low_cf | wind_low_cf_2026_5 | 36.34% | 1 | CONFIDENTIAL | CONFIDENTIAL | ok | new_resolve | 1 | 0 | Tehachapi_Wind_NA_CONFIDENTIAL | 0 | 0 | 1 | 1 | 1 | 0 | 1 | 0 | 0 | 1
PCEA | Tehachapi_Wind | NA | 2026 | 6 | 5.7084 | CONFIDENTIAL | CONFIDENTIAL | planned_new |  | CONFIDENTIAL | CONFIDENTIAL | CAISO_Wind | 0 | wind_low_cf | wind_low_cf_2026_6 | 47.96% | 1 | CONFIDENTIAL | CONFIDENTIAL | ok | new_resolve | 1 | 0 | Tehachapi_Wind_NA_CONFIDENTIAL | 0 | 0 | 1 | 1 | 1 | 0 | 1 | 0 | 0 | 1
PCEA | Tehachapi_Wind | NA | 2026 | 7 | 4.5304 | CONFIDENTIAL | CONFIDENTIAL | planned_new |  | CONFIDENTIAL | CONFIDENTIAL | CAISO_Wind | 0 | wind_low_cf | wind_low_cf_2026_7 | 33.43% | 1 | CONFIDENTIAL | CONFIDENTIAL | ok | new_resolve | 1 | 0 | Tehachapi_Wind_NA_CONFIDENTIAL | 0 | 0 | 1 | 1 | 1 | 0 | 1 | 0 | 0 | 1
PCEA | Tehachapi_Wind | NA | 2026 | 8 | 3.7807 | CONFIDENTIAL | CONFIDENTIAL | planned_new |  | CONFIDENTIAL | CONFIDENTIAL | CAISO_Wind | 0 | wind_low_cf | wind_low_cf_2026_8 | 30.52% | 1 | CONFIDENTIAL | CONFIDENTIAL | ok | new_resolve | 1 | 0 | Tehachapi_Wind_NA_CONFIDENTIAL | 0 | 0 | 1 | 1 | 1 | 0 | 1 | 0 | 0 | 1
PCEA | Tehachapi_Wind | NA | 2026 | 9 | 3.2668 | CONFIDENTIAL | CONFIDENTIAL | planned_new |  | CONFIDENTIAL | CONFIDENTIAL | CAISO_Wind | 0 | wind_low_cf | wind_low_cf_2026_9 | 21.8% | 1 | CONFIDENTIAL | CONFIDENTIAL | ok | new_resolve | 1 | 0 | Tehachapi_Wind_NA_CONFIDENTIAL | 0 | 0 | 1 | 1 | 1 | 0 | 1 | 0 | 0 | 1
PCEA | Tehachapi_Wind | NA | 2026 | 10 | 4.1926 | CONFIDENTIAL | CONFIDENTIAL | planned_new |  | CONFIDENTIAL | CONFIDENTIAL | CAISO_Wind | 0 | wind_low_cf | wind_low_cf_2026_10 | 11.63% | 1 | CONFIDENTIAL | CONFIDENTIAL | ok | new_resolve | 1 | 0 | Tehachapi_Wind_NA_CONFIDENTIAL | 0 | 0 | 1 | 1 | 1 | 0 | 1 | 0 | 0 | 1
PCEA | Tehachapi_Wind | NA | 2026 | 11 | 2.5784 | CONFIDENTIAL | CONFIDENTIAL | planned_new |  | CONFIDENTIAL | CONFIDENTIAL | CAISO_Wind | 0 | wind_low_cf | wind_low_cf_2026_11 | 17.44% | 1 | CONFIDENTIAL | CONFIDENTIAL | ok | new_resolve | 1 | 0 | Tehachapi_Wind_NA_CONFIDENTIAL | 0 | 0 | 1 | 1 | 1 | 0 | 1 | 0 | 0 | 1
PCEA | Tehachapi_Wind | NA | 2026 | 12 | 4.2439 | CONFIDENTIAL | CONFIDENTIAL | planned_new |  | CONFIDENTIAL | CONFIDENTIAL | CAISO_Wind | 0 | wind_low_cf | wind_low_cf_2026_12 | 18.89% | 1 | CONFIDENTIAL | CONFIDENTIAL | ok | new_resolve | 1 | 0 | Tehachapi_Wind_NA_CONFIDENTIAL | 0 | 0 | 1 | 1 | 1 | 0 | 1 | 0 | 0 | 1
PCEA | Tehachapi_Wind | NA | 2027 | 1 | 3.4729 | CONFIDENTIAL | CONFIDENTIAL | planned_new |  | CONFIDENTIAL | CONFIDENTIAL | CAISO_Wind | 0 | wind_low_cf | wind_low_cf_2027_1 | 20.32% | 1 | CONFIDENTIAL | CONFIDENTIAL | ok | new_resolve | 1 | 0 | Tehachapi_Wind_NA_CONFIDENTIAL | 0 | 0 | 1 | 1 | 1 | 0 | 1 | 0 | 0 | 1
PCEA | Tehachapi_Wind | NA | 2027 | 2 | 3.511 | CONFIDENTIAL | CONFIDENTIAL | planned_new |  | CONFIDENTIAL | CONFIDENTIAL | CAISO_Wind | 0 | wind_low_cf | wind_low_cf_2027_2 | 17.42% | 1 | CONFIDENTIAL | CONFIDENTIAL | ok | new_resolve | 1 | 0 | Tehachapi_Wind_NA_CONFIDENTIAL | 0 | 0 | 1 | 1 | 1 | 0 | 1 | 0 | 0 | 1
PCEA | Tehachapi_Wind | NA | 2027 | 3 | 4.6496 | CONFIDENTIAL | CONFIDENTIAL | planned_new |  | CONFIDENTIAL | CONFIDENTIAL | CAISO_Wind | 0 | wind_low_cf | wind_low_cf_2027_3 | 40.65% | 1 | CONFIDENTIAL | CONFIDENTIAL | ok | new_resolve | 1 | 0 | Tehachapi_Wind_NA_CONFIDENTIAL | 0 | 0 | 1 | 1 | 1 | 0 | 1 | 0 | 0 | 1
PCEA | Tehachapi_Wind | NA | 2027 | 4 | 6.0627 | CONFIDENTIAL | CONFIDENTIAL | planned_new |  | CONFIDENTIAL | CONFIDENTIAL | CAISO_Wind | 0 | wind_low_cf | wind_low_cf_2027_4 | 36.29% | 1 | CONFIDENTIAL | CONFIDENTIAL | ok | new_resolve | 1 | 0 | Tehachapi_Wind_NA_CONFIDENTIAL | 0 | 0 | 1 | 1 | 1 | 0 | 1 | 0 | 0 | 1
PCEA | Tehachapi_Wind | NA | 2027 | 5 | 5.2914 | CONFIDENTIAL | CONFIDENTIAL | planned_new |  | CONFIDENTIAL | CONFIDENTIAL | CAISO_Wind | 0 | wind_low_cf | wind_low_cf_2027_5 | 36.29% | 1 | CONFIDENTIAL | CONFIDENTIAL | ok | new_resolve | 1 | 0 | Tehachapi_Wind_NA_CONFIDENTIAL | 0 | 0 | 1 | 1 | 1 | 0 | 1 | 0 | 0 | 1
PCEA | Tehachapi_Wind | NA | 2027 | 6 | 5.7084 | CONFIDENTIAL | CONFIDENTIAL | planned_new |  | CONFIDENTIAL | CONFIDENTIAL | CAISO_Wind | 0 | wind_low_cf | wind_low_cf_2027_6 | 47.9% | 1 | CONFIDENTIAL | CONFIDENTIAL | ok | new_resolve | 1 | 0 | Tehachapi_Wind_NA_CONFIDENTIAL | 0 | 0 | 1 | 1 | 1 | 0 | 1 | 0 | 0 | 1
PCEA | Tehachapi_Wind | NA | 2027 | 7 | 4.5304 | CONFIDENTIAL | CONFIDENTIAL | planned_new |  | CONFIDENTIAL | CONFIDENTIAL | CAISO_Wind | 0 | wind_low_cf | wind_low_cf_2027_7 | 33.39% | 1 | CONFIDENTIAL | CONFIDENTIAL | ok | new_resolve | 1 | 0 | Tehachapi_Wind_NA_CONFIDENTIAL | 0 | 0 | 1 | 1 | 1 | 0 | 1 | 0 | 0 | 1
PCEA | Tehachapi_Wind | NA | 2027 | 8 | 3.7807 | CONFIDENTIAL | CONFIDENTIAL | planned_new |  | CONFIDENTIAL | CONFIDENTIAL | CAISO_Wind | 0 | wind_low_cf | wind_low_cf_2027_8 | 30.48% | 1 | CONFIDENTIAL | CONFIDENTIAL | ok | new_resolve | 1 | 0 | Tehachapi_Wind_NA_CONFIDENTIAL | 0 | 0 | 1 | 1 | 1 | 0 | 1 | 0 | 0 | 1
PCEA | Tehachapi_Wind | NA | 2027 | 9 | 3.2668 | CONFIDENTIAL | CONFIDENTIAL | planned_new |  | CONFIDENTIAL | CONFIDENTIAL | CAISO_Wind | 0 | wind_low_cf | wind_low_cf_2027_9 | 21.77% | 1 | CONFIDENTIAL | CONFIDENTIAL | ok | new_resolve | 1 | 0 | Tehachapi_Wind_NA_CONFIDENTIAL | 0 | 0 | 1 | 1 | 1 | 0 | 1 | 0 | 0 | 1
PCEA | Tehachapi_Wind | NA | 2027 | 10 | 4.1926 | CONFIDENTIAL | CONFIDENTIAL | planned_new |  | CONFIDENTIAL | CONFIDENTIAL | CAISO_Wind | 0 | wind_low_cf | wind_low_cf_2027_10 | 11.61% | 1 | CONFIDENTIAL | CONFIDENTIAL | ok | new_resolve | 1 | 0 | Tehachapi_Wind_NA_CONFIDENTIAL | 0 | 0 | 1 | 1 | 1 | 0 | 1 | 0 | 0 | 1
PCEA | Tehachapi_Wind | NA | 2027 | 11 | 2.5784 | CONFIDENTIAL | CONFIDENTIAL | planned_new |  | CONFIDENTIAL | CONFIDENTIAL | CAISO_Wind | 0 | wind_low_cf | wind_low_cf_2027_11 | 17.42% | 1 | CONFIDENTIAL | CONFIDENTIAL | ok | new_resolve | 1 | 0 | Tehachapi_Wind_NA_CONFIDENTIAL | 0 | 0 | 1 | 1 | 1 | 0 | 1 | 0 | 0 | 1
PCEA | Tehachapi_Wind | NA | 2027 | 12 | 4.2439 | CONFIDENTIAL | CONFIDENTIAL | planned_new |  | CONFIDENTIAL | CONFIDENTIAL | CAISO_Wind | 0 | wind_low_cf | wind_low_cf_2027_12 | 18.87% | 1 | CONFIDENTIAL | CONFIDENTIAL | ok | new_resolve | 1 | 0 | Tehachapi_Wind_NA_CONFIDENTIAL | 0 | 0 | 1 | 1 | 1 | 0 | 1 | 0 | 0 | 1
PCEA | Tehachapi_Wind | NA | 2028 | 1 | 3.4729 | CONFIDENTIAL | CONFIDENTIAL | planned_new |  | CONFIDENTIAL | CONFIDENTIAL | CAISO_Wind | 0 | wind_low_cf | wind_low_cf_2028_1 | 20.3% | 1 | CONFIDENTIAL | CONFIDENTIAL | ok | new_resolve | 1 | 0 | Tehachapi_Wind_NA_CONFIDENTIAL | 0 | 0 | 1 | 1 | 1 | 0 | 1 | 0 | 0 | 1
PCEA | Tehachapi_Wind | NA | 2028 | 2 | 3.511 | CONFIDENTIAL | CONFIDENTIAL | planned_new |  | CONFIDENTIAL | CONFIDENTIAL | CAISO_Wind | 0 | wind_low_cf | wind_low_cf_2028_2 | 17.4% | 1 | CONFIDENTIAL | CONFIDENTIAL | ok | new_resolve | 1 | 0 | Tehachapi_Wind_NA_CONFIDENTIAL | 0 | 0 | 1 | 1 | 1 | 0 | 1 | 0 | 0 | 1
PCEA | Tehachapi_Wind | NA | 2028 | 3 | 4.6496 | CONFIDENTIAL | CONFIDENTIAL | planned_new |  | CONFIDENTIAL | CONFIDENTIAL | CAISO_Wind | 0 | wind_low_cf | wind_low_cf_2028_3 | 40.59% | 1 | CONFIDENTIAL | CONFIDENTIAL | ok | new_resolve | 1 | 0 | Tehachapi_Wind_NA_CONFIDENTIAL | 0 | 0 | 1 | 1 | 1 | 0 | 1 | 0 | 0 | 1
PCEA | Tehachapi_Wind | NA | 2028 | 4 | 6.0627 | CONFIDENTIAL | CONFIDENTIAL | planned_new |  | CONFIDENTIAL | CONFIDENTIAL | CAISO_Wind | 0 | wind_low_cf | wind_low_cf_2028_4 | 36.25% | 1 | CONFIDENTIAL | CONFIDENTIAL | ok | new_resolve | 1 | 0 | Tehachapi_Wind_NA_CONFIDENTIAL | 0 | 0 | 1 | 1 | 1 | 0 | 1 | 0 | 0 | 1
PCEA | Tehachapi_Wind | NA | 2028 | 5 | 5.2914 | CONFIDENTIAL | CONFIDENTIAL | planned_new |  | CONFIDENTIAL | CONFIDENTIAL | CAISO_Wind | 0 | wind_low_cf | wind_low_cf_2028_5 | 36.25% | 1 | CONFIDENTIAL | CONFIDENTIAL | ok | new_resolve | 1 | 0 | Tehachapi_Wind_NA_CONFIDENTIAL | 0 | 0 | 1 | 1 | 1 | 0 | 1 | 0 | 0 | 1
PCEA | Tehachapi_Wind | NA | 2028 | 6 | 5.7084 | CONFIDENTIAL | CONFIDENTIAL | planned_new |  | CONFIDENTIAL | CONFIDENTIAL | CAISO_Wind | 0 | wind_low_cf | wind_low_cf_2028_6 | 47.84% | 1 | CONFIDENTIAL | CONFIDENTIAL | ok | new_resolve | 1 | 0 | Tehachapi_Wind_NA_CONFIDENTIAL | 0 | 0 | 1 | 1 | 1 | 0 | 1 | 0 | 0 | 1
PCEA | Tehachapi_Wind | NA | 2028 | 7 | 4.5304 | CONFIDENTIAL | CONFIDENTIAL | planned_new |  | CONFIDENTIAL | CONFIDENTIAL | CAISO_Wind | 0 | wind_low_cf | wind_low_cf_2028_7 | 33.35% | 1 | CONFIDENTIAL | CONFIDENTIAL | ok | new_resolve | 1 | 0 | Tehachapi_Wind_NA_CONFIDENTIAL | 0 | 0 | 1 | 1 | 1 | 0 | 1 | 0 | 0 | 1
PCEA | Tehachapi_Wind | NA | 2028 | 8 | 3.7807 | CONFIDENTIAL | CONFIDENTIAL | planned_new |  | CONFIDENTIAL | CONFIDENTIAL | CAISO_Wind | 0 | wind_low_cf | wind_low_cf_2028_8 | 30.45% | 1 | CONFIDENTIAL | CONFIDENTIAL | ok | new_resolve | 1 | 0 | Tehachapi_Wind_NA_CONFIDENTIAL | 0 | 0 | 1 | 1 | 1 | 0 | 1 | 0 | 0 | 1
PCEA | Tehachapi_Wind | NA | 2028 | 9 | 3.2668 | CONFIDENTIAL | CONFIDENTIAL | planned_new |  | CONFIDENTIAL | CONFIDENTIAL | CAISO_Wind | 0 | wind_low_cf | wind_low_cf_2028_9 | 21.75% | 1 | CONFIDENTIAL | CONFIDENTIAL | ok | new_resolve | 1 | 0 | Tehachapi_Wind_NA_CONFIDENTIAL | 0 | 0 | 1 | 1 | 1 | 0 | 1 | 0 | 0 | 1
PCEA | Tehachapi_Wind | NA | 2028 | 10 | 4.1926 | CONFIDENTIAL | CONFIDENTIAL | planned_new |  | CONFIDENTIAL | CONFIDENTIAL | CAISO_Wind | 0 | wind_low_cf | wind_low_cf_2028_10 | 11.6% | 1 | CONFIDENTIAL | CONFIDENTIAL | ok | new_resolve | 1 | 0 | Tehachapi_Wind_NA_CONFIDENTIAL | 0 | 0 | 1 | 1 | 1 | 0 | 1 | 0 | 0 | 1
PCEA | Tehachapi_Wind | NA | 2028 | 11 | 2.5784 | CONFIDENTIAL | CONFIDENTIAL | planned_new |  | CONFIDENTIAL | CONFIDENTIAL | CAISO_Wind | 0 | wind_low_cf | wind_low_cf_2028_11 | 17.4% | 1 | CONFIDENTIAL | CONFIDENTIAL | ok | new_resolve | 1 | 0 | Tehachapi_Wind_NA_CONFIDENTIAL | 0 | 0 | 1 | 1 | 1 | 0 | 1 | 0 | 0 | 1
PCEA | Tehachapi_Wind | NA | 2028 | 12 | 4.2439 | CONFIDENTIAL | CONFIDENTIAL | planned_new |  | CONFIDENTIAL | CONFIDENTIAL | CAISO_Wind | 0 | wind_low_cf | wind_low_cf_2028_12 | 18.85% | 1 | CONFIDENTIAL | CONFIDENTIAL | ok | new_resolve | 1 | 0 | Tehachapi_Wind_NA_CONFIDENTIAL | 0 | 0 | 1 | 1 | 1 | 0 | 1 | 0 | 0 | 1
PCEA | Tehachapi_Wind | NA | 2029 | 1 | 3.4729 | CONFIDENTIAL | CONFIDENTIAL | planned_new |  | CONFIDENTIAL | CONFIDENTIAL | CAISO_Wind | 0 | wind_low_cf | wind_low_cf_2029_1 | 20.27% | 1 | CONFIDENTIAL | CONFIDENTIAL | ok | new_resolve | 1 | 0 | Tehachapi_Wind_NA_CONFIDENTIAL | 0 | 0 | 1 | 1 | 1 | 0 | 1 | 0 | 0 | 1
PCEA | Tehachapi_Wind | NA | 2029 | 2 | 3.511 | CONFIDENTIAL | CONFIDENTIAL | planned_new |  | CONFIDENTIAL | CONFIDENTIAL | CAISO_Wind | 0 | wind_low_cf | wind_low_cf_2029_2 | 17.38% | 1 | CONFIDENTIAL | CONFIDENTIAL | ok | new_resolve | 1 | 0 | Tehachapi_Wind_NA_CONFIDENTIAL | 0 | 0 | 1 | 1 | 1 | 0 | 1 | 0 | 0 | 1
PCEA | Tehachapi_Wind | NA | 2029 | 3 | 4.6496 | CONFIDENTIAL | CONFIDENTIAL | planned_new |  | CONFIDENTIAL | CONFIDENTIAL | CAISO_Wind | 0 | wind_low_cf | wind_low_cf_2029_3 | 40.54% | 1 | CONFIDENTIAL | CONFIDENTIAL | ok | new_resolve | 1 | 0 | Tehachapi_Wind_NA_CONFIDENTIAL | 0 | 0 | 1 | 1 | 1 | 0 | 1 | 0 | 0 | 1
PCEA | Tehachapi_Wind | NA | 2029 | 4 | 6.0627 | CONFIDENTIAL | CONFIDENTIAL | planned_new |  | CONFIDENTIAL | CONFIDENTIAL | CAISO_Wind | 0 | wind_low_cf | wind_low_cf_2029_4 | 36.2% | 1 | CONFIDENTIAL | CONFIDENTIAL | ok | new_resolve | 1 | 0 | Tehachapi_Wind_NA_CONFIDENTIAL | 0 | 0 | 1 | 1 | 1 | 0 | 1 | 0 | 0 | 1
PCEA | Tehachapi_Wind | NA | 2029 | 5 | 5.2914 | CONFIDENTIAL | CONFIDENTIAL | planned_new |  | CONFIDENTIAL | CONFIDENTIAL | CAISO_Wind | 0 | wind_low_cf | wind_low_cf_2029_5 | 36.2% | 1 | CONFIDENTIAL | CONFIDENTIAL | ok | new_resolve | 1 | 0 | Tehachapi_Wind_NA_CONFIDENTIAL | 0 | 0 | 1 | 1 | 1 | 0 | 1 | 0 | 0 | 1
PCEA | Tehachapi_Wind | NA | 2029 | 6 | 5.7084 | CONFIDENTIAL | CONFIDENTIAL | planned_new |  | CONFIDENTIAL | CONFIDENTIAL | CAISO_Wind | 0 | wind_low_cf | wind_low_cf_2029_6 | 47.78% | 1 | CONFIDENTIAL | CONFIDENTIAL | ok | new_resolve | 1 | 0 | Tehachapi_Wind_NA_CONFIDENTIAL | 0 | 0 | 1 | 1 | 1 | 0 | 1 | 0 | 0 | 1
PCEA | Tehachapi_Wind | NA | 2029 | 7 | 4.5304 | CONFIDENTIAL | CONFIDENTIAL | planned_new |  | CONFIDENTIAL | CONFIDENTIAL | CAISO_Wind | 0 | wind_low_cf | wind_low_cf_2029_7 | 33.3% | 1 | CONFIDENTIAL | CONFIDENTIAL | ok | new_resolve | 1 | 0 | Tehachapi_Wind_NA_CONFIDENTIAL | 0 | 0 | 1 | 1 | 1 | 0 | 1 | 0 | 0 | 1
PCEA | Tehachapi_Wind | NA | 2029 | 8 | 3.7807 | CONFIDENTIAL | CONFIDENTIAL | planned_new |  | CONFIDENTIAL | CONFIDENTIAL | CAISO_Wind | 0 | wind_low_cf | wind_low_cf_2029_8 | 30.41% | 1 | CONFIDENTIAL | CONFIDENTIAL | ok | new_resolve | 1 | 0 | Tehachapi_Wind_NA_CONFIDENTIAL | 0 | 0 | 1 | 1 | 1 | 0 | 1 | 0 | 0 | 1
PCEA | Tehachapi_Wind | NA | 2029 | 9 | 3.2668 | CONFIDENTIAL | CONFIDENTIAL | planned_new |  | CONFIDENTIAL | CONFIDENTIAL | CAISO_Wind | 0 | wind_low_cf | wind_low_cf_2029_9 | 21.72% | 1 | CONFIDENTIAL | CONFIDENTIAL | ok | new_resolve | 1 | 0 | Tehachapi_Wind_NA_CONFIDENTIAL | 0 | 0 | 1 | 1 | 1 | 0 | 1 | 0 | 0 | 1
PCEA | Tehachapi_Wind | NA | 2029 | 10 | 4.1926 | CONFIDENTIAL | CONFIDENTIAL | planned_new |  | CONFIDENTIAL | CONFIDENTIAL | CAISO_Wind | 0 | wind_low_cf | wind_low_cf_2029_10 | 11.58% | 1 | CONFIDENTIAL | CONFIDENTIAL | ok | new_resolve | 1 | 0 | Tehachapi_Wind_NA_CONFIDENTIAL | 0 | 0 | 1 | 1 | 1 | 0 | 1 | 0 | 0 | 1
PCEA | Tehachapi_Wind | NA | 2029 | 11 | 2.5784 | CONFIDENTIAL | CONFIDENTIAL | planned_new |  | CONFIDENTIAL | CONFIDENTIAL | CAISO_Wind | 0 | wind_low_cf | wind_low_cf_2029_11 | 17.38% | 1 | CONFIDENTIAL | CONFIDENTIAL | ok | new_resolve | 1 | 0 | Tehachapi_Wind_NA_CONFIDENTIAL | 0 | 0 | 1 | 1 | 1 | 0 | 1 | 0 | 0 | 1
PCEA | Tehachapi_Wind | NA | 2029 | 12 | 4.2439 | CONFIDENTIAL | CONFIDENTIAL | planned_new |  | CONFIDENTIAL | CONFIDENTIAL | CAISO_Wind | 0 | wind_low_cf | wind_low_cf_2029_12 | 18.82% | 1 | CONFIDENTIAL | CONFIDENTIAL | ok | new_resolve | 1 | 0 | Tehachapi_Wind_NA_CONFIDENTIAL | 0 | 0 | 1 | 1 | 1 | 0 | 1 | 0 | 0 | 1
PCEA | Tehachapi_Wind | NA | 2030 | 1 | 3.4729 | CONFIDENTIAL | CONFIDENTIAL | planned_new |  | CONFIDENTIAL | CONFIDENTIAL | CAISO_Wind | 0 | wind_low_cf | wind_low_cf_2030_1 | 20.25% | 1 | CONFIDENTIAL | CONFIDENTIAL | ok | new_resolve | 1 | 0 | Tehachapi_Wind_NA_CONFIDENTIAL | 0 | 0 | 1 | 1 | 1 | 0 | 1 | 0 | 0 | 1
PCEA | Tehachapi_Wind | NA | 2030 | 2 | 3.511 | CONFIDENTIAL | CONFIDENTIAL | planned_new |  | CONFIDENTIAL | CONFIDENTIAL | CAISO_Wind | 0 | wind_low_cf | wind_low_cf_2030_2 | 17.35% | 1 | CONFIDENTIAL | CONFIDENTIAL | ok | new_resolve | 1 | 0 | Tehachapi_Wind_NA_CONFIDENTIAL | 0 | 0 | 1 | 1 | 1 | 0 | 1 | 0 | 0 | 1
PCEA | Tehachapi_Wind | NA | 2030 | 3 | 4.6496 | CONFIDENTIAL | CONFIDENTIAL | planned_new |  | CONFIDENTIAL | CONFIDENTIAL | CAISO_Wind | 0 | wind_low_cf | wind_low_cf_2030_3 | 40.49% | 1 | CONFIDENTIAL | CONFIDENTIAL | ok | new_resolve | 1 | 0 | Tehachapi_Wind_NA_CONFIDENTIAL | 0 | 0 | 1 | 1 | 1 | 0 | 1 | 0 | 0 | 1
PCEA | Tehachapi_Wind | NA | 2030 | 4 | 6.0627 | CONFIDENTIAL | CONFIDENTIAL | planned_new |  | CONFIDENTIAL | CONFIDENTIAL | CAISO_Wind | 0 | wind_low_cf | wind_low_cf_2030_4 | 36.15% | 1 | CONFIDENTIAL | CONFIDENTIAL | ok | new_resolve | 1 | 0 | Tehachapi_Wind_NA_CONFIDENTIAL | 0 | 0 | 1 | 1 | 1 | 0 | 1 | 0 | 0 | 1
PCEA | Tehachapi_Wind | NA | 2030 | 5 | 5.2914 | CONFIDENTIAL | CONFIDENTIAL | planned_new |  | CONFIDENTIAL | CONFIDENTIAL | CAISO_Wind | 0 | wind_low_cf | wind_low_cf_2030_5 | 36.15% | 1 | CONFIDENTIAL | CONFIDENTIAL | ok | new_resolve | 1 | 0 | Tehachapi_Wind_NA_CONFIDENTIAL | 0 | 0 | 1 | 1 | 1 | 0 | 1 | 0 | 0 | 1
PCEA | Tehachapi_Wind | NA | 2030 | 6 | 5.7084 | CONFIDENTIAL | CONFIDENTIAL | planned_new |  | CONFIDENTIAL | CONFIDENTIAL | CAISO_Wind | 0 | wind_low_cf | wind_low_cf_2030_6 | 47.72% | 1 | CONFIDENTIAL | CONFIDENTIAL | ok | new_resolve | 1 | 0 | Tehachapi_Wind_NA_CONFIDENTIAL | 0 | 0 | 1 | 1 | 1 | 0 | 1 | 0 | 0 | 1
PCEA | Tehachapi_Wind | NA | 2030 | 7 | 4.5304 | CONFIDENTIAL | CONFIDENTIAL | planned_new |  | CONFIDENTIAL | CONFIDENTIAL | CAISO_Wind | 0 | wind_low_cf | wind_low_cf_2030_7 | 33.26% | 1 | CONFIDENTIAL | CONFIDENTIAL | ok | new_resolve | 1 | 0 | Tehachapi_Wind_NA_CONFIDENTIAL | 0 | 0 | 1 | 1 | 1 | 0 | 1 | 0 | 0 | 1
PCEA | Tehachapi_Wind | NA | 2030 | 8 | 3.7807 | CONFIDENTIAL | CONFIDENTIAL | planned_new |  | CONFIDENTIAL | CONFIDENTIAL | CAISO_Wind | 0 | wind_low_cf | wind_low_cf_2030_8 | 30.37% | 1 | CONFIDENTIAL | CONFIDENTIAL | ok | new_resolve | 1 | 0 | Tehachapi_Wind_NA_CONFIDENTIAL | 0 | 0 | 1 | 1 | 1 | 0 | 1 | 0 | 0 | 1
PCEA | Tehachapi_Wind | NA | 2030 | 9 | 3.2668 | CONFIDENTIAL | CONFIDENTIAL | planned_new |  | CONFIDENTIAL | CONFIDENTIAL | CAISO_Wind | 0 | wind_low_cf | wind_low_cf_2030_9 | 21.69% | 1 | CONFIDENTIAL | CONFIDENTIAL | ok | new_resolve | 1 | 0 | Tehachapi_Wind_NA_CONFIDENTIAL | 0 | 0 | 1 | 1 | 1 | 0 | 1 | 0 | 0 | 1
PCEA | Tehachapi_Wind | NA | 2030 | 10 | 4.1926 | CONFIDENTIAL | CONFIDENTIAL | planned_new |  | CONFIDENTIAL | CONFIDENTIAL | CAISO_Wind | 0 | wind_low_cf | wind_low_cf_2030_10 | 11.57% | 1 | CONFIDENTIAL | CONFIDENTIAL | ok | new_resolve | 1 | 0 | Tehachapi_Wind_NA_CONFIDENTIAL | 0 | 0 | 1 | 1 | 1 | 0 | 1 | 0 | 0 | 1
PCEA | Tehachapi_Wind | NA | 2030 | 11 | 2.5784 | CONFIDENTIAL | CONFIDENTIAL | planned_new |  | CONFIDENTIAL | CONFIDENTIAL | CAISO_Wind | 0 | wind_low_cf | wind_low_cf_2030_11 | 17.35% | 1 | CONFIDENTIAL | CONFIDENTIAL | ok | new_resolve | 1 | 0 | Tehachapi_Wind_NA_CONFIDENTIAL | 0 | 0 | 1 | 1 | 1 | 0 | 1 | 0 | 0 | 1
PCEA | Tehachapi_Wind | NA | 2030 | 12 | 4.2439 | CONFIDENTIAL | CONFIDENTIAL | planned_new |  | CONFIDENTIAL | CONFIDENTIAL | CAISO_Wind | 0 | wind_low_cf | wind_low_cf_2030_12 | 18.8% | 1 | CONFIDENTIAL | CONFIDENTIAL | ok | new_resolve | 1 | 0 | Tehachapi_Wind_NA_CONFIDENTIAL | 0 | 0 | 1 | 1 | 1 | 0 | 1 | 0 | 0 | 1
PCEA | Carrizo_Solar | NA | 2022 | 1 | 0.12984 | CONFIDENTIAL | CONFIDENTIAL | planned_new |  | CONFIDENTIAL | CONFIDENTIAL | CAISO_Solar | 0 | solar | solar_2022_1 | 4% | 1 | CONFIDENTIAL | CONFIDENTIAL | ok | new_resolve | 1 | 0 | Carrizo_Solar_NA_CONFIDENTIAL | 1 | 25 | 1 | 1 | 1 | 0 | 1 | 0 | 0 | 1
PCEA | Carrizo_Solar | NA | 2022 | 2 | 0.10587 | CONFIDENTIAL | CONFIDENTIAL | planned_new |  | CONFIDENTIAL | CONFIDENTIAL | CAISO_Solar | 0 | solar | solar_2022_2 | 3% | 1 | CONFIDENTIAL | CONFIDENTIAL | ok | new_resolve | 1 | 0 | Carrizo_Solar_NA_CONFIDENTIAL | 0 | 0 | 1 | 1 | 1 | 0 | 1 | 0 | 0 | 1
PCEA | Carrizo_Solar | NA | 2022 | 3 | 0.21108 | CONFIDENTIAL | CONFIDENTIAL | planned_new |  | CONFIDENTIAL | CONFIDENTIAL | CAISO_Solar | 0 | solar | solar_2022_3 | 18% | 1 | CONFIDENTIAL | CONFIDENTIAL | ok | new_resolve | 1 | 0 | Carrizo_Solar_NA_CONFIDENTIAL | 0 | 0 | 1 | 1 | 1 | 0 | 1 | 0 | 0 | 1
PCEA | Carrizo_Solar | NA | 2022 | 4 | 0.22835 | CONFIDENTIAL | CONFIDENTIAL | planned_new |  | CONFIDENTIAL | CONFIDENTIAL | CAISO_Solar | 0 | solar | solar_2022_4 | 15% | 1 | CONFIDENTIAL | CONFIDENTIAL | ok | new_resolve | 1 | 0 | Carrizo_Solar_NA_CONFIDENTIAL | 0 | 0 | 1 | 1 | 1 | 0 | 1 | 0 | 0 | 1
PCEA | Carrizo_Solar | NA | 2022 | 5 | 0.28948 | CONFIDENTIAL | CONFIDENTIAL | planned_new |  | CONFIDENTIAL | CONFIDENTIAL | CAISO_Solar | 0 | solar | solar_2022_5 | 16% | 1 | CONFIDENTIAL | CONFIDENTIAL | ok | new_resolve | 1 | 0 | Carrizo_Solar_NA_CONFIDENTIAL | 0 | 0 | 1 | 1 | 1 | 0 | 1 | 0 | 0 | 1
PCEA | Carrizo_Solar | NA | 2022 | 6 | 0.29497 | CONFIDENTIAL | CONFIDENTIAL | planned_new |  | CONFIDENTIAL | CONFIDENTIAL | CAISO_Solar | 0 | solar | solar_2022_6 | 31% | 1 | CONFIDENTIAL | CONFIDENTIAL | ok | new_resolve | 1 | 0 | Carrizo_Solar_NA_CONFIDENTIAL | 0 | 0 | 1 | 1 | 1 | 0 | 1 | 0 | 0 | 1
PCEA | Carrizo_Solar | NA | 2022 | 7 | 0.29001 | CONFIDENTIAL | CONFIDENTIAL | planned_new |  | CONFIDENTIAL | CONFIDENTIAL | CAISO_Solar | 0 | solar | solar_2022_7 | 39% | 1 | CONFIDENTIAL | CONFIDENTIAL | ok | new_resolve | 1 | 0 | Carrizo_Solar_NA_CONFIDENTIAL | 0 | 0 | 1 | 1 | 1 | 0 | 1 | 0 | 0 | 1
PCEA | Carrizo_Solar | NA | 2022 | 8 | 0.27449 | CONFIDENTIAL | CONFIDENTIAL | planned_new |  | CONFIDENTIAL | CONFIDENTIAL | CAISO_Solar | 0 | solar | solar_2022_8 | 27% | 1 | CONFIDENTIAL | CONFIDENTIAL | ok | new_resolve | 1 | 0 | Carrizo_Solar_NA_CONFIDENTIAL | 0 | 0 | 1 | 1 | 1 | 0 | 1 | 0 | 0 | 1
PCEA | Carrizo_Solar | NA | 2022 | 9 | 0.21647 | CONFIDENTIAL | CONFIDENTIAL | planned_new |  | CONFIDENTIAL | CONFIDENTIAL | CAISO_Solar | 0 | solar | solar_2022_9 | 14% | 1 | CONFIDENTIAL | CONFIDENTIAL | ok | new_resolve | 1 | 0 | Carrizo_Solar_NA_CONFIDENTIAL | 0 | 0 | 1 | 1 | 1 | 0 | 1 | 0 | 0 | 1
PCEA | Carrizo_Solar | NA | 2022 | 10 | 0.1753 | CONFIDENTIAL | CONFIDENTIAL | planned_new |  | CONFIDENTIAL | CONFIDENTIAL | CAISO_Solar | 0 | solar | solar_2022_10 | 2% | 1 | CONFIDENTIAL | CONFIDENTIAL | ok | new_resolve | 1 | 0 | Carrizo_Solar_NA_CONFIDENTIAL | 0 | 0 | 1 | 1 | 1 | 0 | 1 | 0 | 0 | 1
PCEA | Carrizo_Solar | NA | 2022 | 11 | 0.13162 | CONFIDENTIAL | CONFIDENTIAL | planned_new |  | CONFIDENTIAL | CONFIDENTIAL | CAISO_Solar | 0 | solar | solar_2022_11 | 2% | 1 | CONFIDENTIAL | CONFIDENTIAL | ok | new_resolve | 1 | 0 | Carrizo_Solar_NA_CONFIDENTIAL | 0 | 0 | 1 | 1 | 1 | 0 | 1 | 0 | 0 | 1
PCEA | Carrizo_Solar | NA | 2022 | 12 | 0.097408 | CONFIDENTIAL | CONFIDENTIAL | planned_new |  | CONFIDENTIAL | CONFIDENTIAL | CAISO_Solar | 0 | solar | solar_2022_12 | 0% | 1 | CONFIDENTIAL | CONFIDENTIAL | ok | new_resolve | 1 | 0 | Carrizo_Solar_NA_CONFIDENTIAL | 0 | 0 | 1 | 1 | 1 | 0 | 1 | 0 | 0 | 1
PCEA | Carrizo_Solar | NA | 2023 | 1 | 6.5701 | CONFIDENTIAL | CONFIDENTIAL | planned_new |  | CONFIDENTIAL | CONFIDENTIAL | CAISO_Solar | 0 | solar | solar_2023_1 | 4% | 1 | CONFIDENTIAL | CONFIDENTIAL | ok | new_resolve | 1 | 0 | Carrizo_Solar_NA_CONFIDENTIAL | 0 | 0 | 1 | 1 | 1 | 0 | 1 | 0 | 0 | 1
PCEA | Carrizo_Solar | NA | 2023 | 2 | 5.357 | CONFIDENTIAL | CONFIDENTIAL | planned_new |  | CONFIDENTIAL | CONFIDENTIAL | CAISO_Solar | 0 | solar | solar_2023_2 | 3% | 1 | CONFIDENTIAL | CONFIDENTIAL | ok | new_resolve | 1 | 0 | Carrizo_Solar_NA_CONFIDENTIAL | 0 | 0 | 1 | 1 | 1 | 0 | 1 | 0 | 0 | 1
PCEA | Carrizo_Solar | NA | 2023 | 3 | 10.6807 | CONFIDENTIAL | CONFIDENTIAL | planned_new |  | CONFIDENTIAL | CONFIDENTIAL | CAISO_Solar | 0 | solar | solar_2023_3 | 18% | 1 | CONFIDENTIAL | CONFIDENTIAL | ok | new_resolve | 1 | 0 | Carrizo_Solar_NA_CONFIDENTIAL | 0 | 0 | 1 | 1 | 1 | 0 | 1 | 0 | 0 | 1
PCEA | Carrizo_Solar | NA | 2023 | 4 | 11.5545 | CONFIDENTIAL | CONFIDENTIAL | planned_new |  | CONFIDENTIAL | CONFIDENTIAL | CAISO_Solar | 0 | solar | solar_2023_4 | 15% | 1 | CONFIDENTIAL | CONFIDENTIAL | ok | new_resolve | 1 | 0 | Carrizo_Solar_NA_CONFIDENTIAL | 0 | 0 | 1 | 1 | 1 | 0 | 1 | 0 | 0 | 1
PCEA | Carrizo_Solar | NA | 2023 | 5 | 14.6475 | CONFIDENTIAL | CONFIDENTIAL | planned_new |  | CONFIDENTIAL | CONFIDENTIAL | CAISO_Solar | 0 | solar | solar_2023_5 | 16% | 1 | CONFIDENTIAL | CONFIDENTIAL | ok | new_resolve | 1 | 0 | Carrizo_Solar_NA_CONFIDENTIAL | 0 | 0 | 1 | 1 | 1 | 0 | 1 | 0 | 0 | 1
PCEA | Carrizo_Solar | NA | 2023 | 6 | 14.9254 | CONFIDENTIAL | CONFIDENTIAL | planned_new |  | CONFIDENTIAL | CONFIDENTIAL | CAISO_Solar | 0 | solar | solar_2023_6 | 31% | 1 | CONFIDENTIAL | CONFIDENTIAL | ok | new_resolve | 1 | 0 | Carrizo_Solar_NA_CONFIDENTIAL | 0 | 0 | 1 | 1 | 1 | 0 | 1 | 0 | 0 | 1
PCEA | Carrizo_Solar | NA | 2023 | 7 | 14.6745 | CONFIDENTIAL | CONFIDENTIAL | planned_new |  | CONFIDENTIAL | CONFIDENTIAL | CAISO_Solar | 0 | solar | solar_2023_7 | 39% | 1 | CONFIDENTIAL | CONFIDENTIAL | ok | new_resolve | 1 | 0 | Carrizo_Solar_NA_CONFIDENTIAL | 0 | 0 | 1 | 1 | 1 | 0 | 1 | 0 | 0 | 1
PCEA | Carrizo_Solar | NA | 2023 | 8 | 13.8893 | CONFIDENTIAL | CONFIDENTIAL | planned_new |  | CONFIDENTIAL | CONFIDENTIAL | CAISO_Solar | 0 | solar | solar_2023_8 | 27% | 1 | CONFIDENTIAL | CONFIDENTIAL | ok | new_resolve | 1 | 0 | Carrizo_Solar_NA_CONFIDENTIAL | 0 | 0 | 1 | 1 | 1 | 0 | 1 | 0 | 0 | 1
PCEA | Carrizo_Solar | NA | 2023 | 9 | 10.9531 | CONFIDENTIAL | CONFIDENTIAL | planned_new |  | CONFIDENTIAL | CONFIDENTIAL | CAISO_Solar | 0 | solar | solar_2023_9 | 14% | 1 | CONFIDENTIAL | CONFIDENTIAL | ok | new_resolve | 1 | 0 | Carrizo_Solar_NA_CONFIDENTIAL | 0 | 0 | 1 | 1 | 1 | 0 | 1 | 0 | 0 | 1
PCEA | Carrizo_Solar | NA | 2023 | 10 | 8.8701 | CONFIDENTIAL | CONFIDENTIAL | planned_new |  | CONFIDENTIAL | CONFIDENTIAL | CAISO_Solar | 0 | solar | solar_2023_10 | 2% | 1 | CONFIDENTIAL | CONFIDENTIAL | ok | new_resolve | 1 | 0 | Carrizo_Solar_NA_CONFIDENTIAL | 0 | 0 | 1 | 1 | 1 | 0 | 1 | 0 | 0 | 1
PCEA | Carrizo_Solar | NA | 2023 | 11 | 6.6598 | CONFIDENTIAL | CONFIDENTIAL | planned_new |  | CONFIDENTIAL | CONFIDENTIAL | CAISO_Solar | 0 | solar | solar_2023_11 | 2% | 1 | CONFIDENTIAL | CONFIDENTIAL | ok | new_resolve | 1 | 0 | Carrizo_Solar_NA_CONFIDENTIAL | 0 | 0 | 1 | 1 | 1 | 0 | 1 | 0 | 0 | 1
PCEA | Carrizo_Solar | NA | 2023 | 12 | 4.9288 | CONFIDENTIAL | CONFIDENTIAL | planned_new |  | CONFIDENTIAL | CONFIDENTIAL | CAISO_Solar | 0 | solar | solar_2023_12 | 0% | 1 | CONFIDENTIAL | CONFIDENTIAL | ok | new_resolve | 1 | 0 | Carrizo_Solar_NA_CONFIDENTIAL | 0 | 0 | 1 | 1 | 1 | 0 | 1 | 0 | 0 | 1
PCEA | Carrizo_Solar | NA | 2024 | 1 | 13.0103 | CONFIDENTIAL | CONFIDENTIAL | planned_new |  | CONFIDENTIAL | CONFIDENTIAL | CAISO_Solar | 0 | solar | solar_2024_1 | 3.475% | 1 | CONFIDENTIAL | CONFIDENTIAL | ok | new_resolve | 1 | 0 | Carrizo_Solar_NA_CONFIDENTIAL | 0 | 0 | 1 | 1 | 1 | 0 | 1 | 0 | 0 | 1
PCEA | Carrizo_Solar | NA | 2024 | 2 | 10.608 | CONFIDENTIAL | CONFIDENTIAL | planned_new |  | CONFIDENTIAL | CONFIDENTIAL | CAISO_Solar | 0 | solar | solar_2024_2 | 2.606% | 1 | CONFIDENTIAL | CONFIDENTIAL | ok | new_resolve | 1 | 0 | Carrizo_Solar_NA_CONFIDENTIAL | 0 | 0 | 1 | 1 | 1 | 0 | 1 | 0 | 0 | 1
PCEA | Carrizo_Solar | NA | 2024 | 3 | 21.1503 | CONFIDENTIAL | CONFIDENTIAL | planned_new |  | CONFIDENTIAL | CONFIDENTIAL | CAISO_Solar | 0 | solar | solar_2024_3 | 15.64% | 1 | CONFIDENTIAL | CONFIDENTIAL | ok | new_resolve | 1 | 0 | Carrizo_Solar_NA_CONFIDENTIAL | 0 | 0 | 1 | 1 | 1 | 0 | 1 | 0 | 0 | 1
PCEA | Carrizo_Solar | NA | 2024 | 4 | 22.8807 | CONFIDENTIAL | CONFIDENTIAL | planned_new |  | CONFIDENTIAL | CONFIDENTIAL | CAISO_Solar | 0 | solar | solar_2024_4 | 13.03% | 1 | CONFIDENTIAL | CONFIDENTIAL | ok | new_resolve | 1 | 0 | Carrizo_Solar_NA_CONFIDENTIAL | 0 | 0 | 1 | 1 | 1 | 0 | 1 | 0 | 0 | 1
PCEA | Carrizo_Solar | NA | 2024 | 5 | 29.0056 | CONFIDENTIAL | CONFIDENTIAL | planned_new |  | CONFIDENTIAL | CONFIDENTIAL | CAISO_Solar | 0 | solar | solar_2024_5 | 13.9% | 1 | CONFIDENTIAL | CONFIDENTIAL | ok | new_resolve | 1 | 0 | Carrizo_Solar_NA_CONFIDENTIAL | 0 | 0 | 1 | 1 | 1 | 0 | 1 | 0 | 0 | 1
PCEA | Carrizo_Solar | NA | 2024 | 6 | 29.5558 | CONFIDENTIAL | CONFIDENTIAL | planned_new |  | CONFIDENTIAL | CONFIDENTIAL | CAISO_Solar | 0 | solar | solar_2024_6 | 26.93% | 1 | CONFIDENTIAL | CONFIDENTIAL | ok | new_resolve | 1 | 0 | Carrizo_Solar_NA_CONFIDENTIAL | 0 | 0 | 1 | 1 | 1 | 0 | 1 | 0 | 0 | 1
PCEA | Carrizo_Solar | NA | 2024 | 7 | 29.059 | CONFIDENTIAL | CONFIDENTIAL | planned_new |  | CONFIDENTIAL | CONFIDENTIAL | CAISO_Solar | 0 | solar | solar_2024_7 | 33.88% | 1 | CONFIDENTIAL | CONFIDENTIAL | ok | new_resolve | 1 | 0 | Carrizo_Solar_NA_CONFIDENTIAL | 0 | 0 | 1 | 1 | 1 | 0 | 1 | 0 | 0 | 1
PCEA | Carrizo_Solar | NA | 2024 | 8 | 27.5041 | CONFIDENTIAL | CONFIDENTIAL | planned_new |  | CONFIDENTIAL | CONFIDENTIAL | CAISO_Solar | 0 | solar | solar_2024_8 | 23.45% | 1 | CONFIDENTIAL | CONFIDENTIAL | ok | new_resolve | 1 | 0 | Carrizo_Solar_NA_CONFIDENTIAL | 0 | 0 | 1 | 1 | 1 | 0 | 1 | 0 | 0 | 1
PCEA | Carrizo_Solar | NA | 2024 | 9 | 21.6898 | CONFIDENTIAL | CONFIDENTIAL | planned_new |  | CONFIDENTIAL | CONFIDENTIAL | CAISO_Solar | 0 | solar | solar_2024_9 | 12.16% | 1 | CONFIDENTIAL | CONFIDENTIAL | ok | new_resolve | 1 | 0 | Carrizo_Solar_NA_CONFIDENTIAL | 0 | 0 | 1 | 1 | 1 | 0 | 1 | 0 | 0 | 1
PCEA | Carrizo_Solar | NA | 2024 | 10 | 17.5649 | CONFIDENTIAL | CONFIDENTIAL | planned_new |  | CONFIDENTIAL | CONFIDENTIAL | CAISO_Solar | 0 | solar | solar_2024_10 | 1.737% | 1 | CONFIDENTIAL | CONFIDENTIAL | ok | new_resolve | 1 | 0 | Carrizo_Solar_NA_CONFIDENTIAL | 0 | 0 | 1 | 1 | 1 | 0 | 1 | 0 | 0 | 1
PCEA | Carrizo_Solar | NA | 2024 | 11 | 13.1879 | CONFIDENTIAL | CONFIDENTIAL | planned_new |  | CONFIDENTIAL | CONFIDENTIAL | CAISO_Solar | 0 | solar | solar_2024_11 | 1.737% | 1 | CONFIDENTIAL | CONFIDENTIAL | ok | new_resolve | 1 | 0 | Carrizo_Solar_NA_CONFIDENTIAL | 0 | 0 | 1 | 1 | 1 | 0 | 1 | 0 | 0 | 1
PCEA | Carrizo_Solar | NA | 2024 | 12 | 9.7602 | CONFIDENTIAL | CONFIDENTIAL | planned_new |  | CONFIDENTIAL | CONFIDENTIAL | CAISO_Solar | 0 | solar | solar_2024_12 | 0% | 1 | CONFIDENTIAL | CONFIDENTIAL | ok | new_resolve | 1 | 0 | Carrizo_Solar_NA_CONFIDENTIAL | 0 | 0 | 1 | 1 | 1 | 0 | 1 | 0 | 0 | 1
PCEA | Carrizo_Solar | NA | 2025 | 1 | 19.4505 | CONFIDENTIAL | CONFIDENTIAL | planned_new |  | CONFIDENTIAL | CONFIDENTIAL | CAISO_Solar | 0 | solar | solar_2025_1 | 2.95% | 1 | CONFIDENTIAL | CONFIDENTIAL | ok | new_resolve | 1 | 0 | Carrizo_Solar_NA_CONFIDENTIAL | 0 | 0 | 1 | 1 | 1 | 0 | 1 | 0 | 0 | 1
PCEA | Carrizo_Solar | NA | 2025 | 2 | 15.8591 | CONFIDENTIAL | CONFIDENTIAL | planned_new |  | CONFIDENTIAL | CONFIDENTIAL | CAISO_Solar | 0 | solar | solar_2025_2 | 2.212% | 1 | CONFIDENTIAL | CONFIDENTIAL | ok | new_resolve | 1 | 0 | Carrizo_Solar_NA_CONFIDENTIAL | 0 | 0 | 1 | 1 | 1 | 0 | 1 | 0 | 0 | 1
PCEA | Carrizo_Solar | NA | 2025 | 3 | 31.62 | CONFIDENTIAL | CONFIDENTIAL | planned_new |  | CONFIDENTIAL | CONFIDENTIAL | CAISO_Solar | 0 | solar | solar_2025_3 | 13.27% | 1 | CONFIDENTIAL | CONFIDENTIAL | ok | new_resolve | 1 | 0 | Carrizo_Solar_NA_CONFIDENTIAL | 0 | 0 | 1 | 1 | 1 | 0 | 1 | 0 | 0 | 1
PCEA | Carrizo_Solar | NA | 2025 | 4 | 34.2069 | CONFIDENTIAL | CONFIDENTIAL | planned_new |  | CONFIDENTIAL | CONFIDENTIAL | CAISO_Solar | 0 | solar | solar_2025_4 | 11.06% | 1 | CONFIDENTIAL | CONFIDENTIAL | ok | new_resolve | 1 | 0 | Carrizo_Solar_NA_CONFIDENTIAL | 0 | 0 | 1 | 1 | 1 | 0 | 1 | 0 | 0 | 1
PCEA | Carrizo_Solar | NA | 2025 | 5 | 43.3637 | CONFIDENTIAL | CONFIDENTIAL | planned_new |  | CONFIDENTIAL | CONFIDENTIAL | CAISO_Solar | 0 | solar | solar_2025_5 | 11.8% | 1 | CONFIDENTIAL | CONFIDENTIAL | ok | new_resolve | 1 | 0 | Carrizo_Solar_NA_CONFIDENTIAL | 0 | 0 | 1 | 1 | 1 | 0 | 1 | 0 | 0 | 1
PCEA | Carrizo_Solar | NA | 2025 | 6 | 44.1862 | CONFIDENTIAL | CONFIDENTIAL | planned_new |  | CONFIDENTIAL | CONFIDENTIAL | CAISO_Solar | 0 | solar | solar_2025_6 | 22.86% | 1 | CONFIDENTIAL | CONFIDENTIAL | ok | new_resolve | 1 | 0 | Carrizo_Solar_NA_CONFIDENTIAL | 0 | 0 | 1 | 1 | 1 | 0 | 1 | 0 | 0 | 1
PCEA | Carrizo_Solar | NA | 2025 | 7 | 43.4434 | CONFIDENTIAL | CONFIDENTIAL | planned_new |  | CONFIDENTIAL | CONFIDENTIAL | CAISO_Solar | 0 | solar | solar_2025_7 | 28.76% | 1 | CONFIDENTIAL | CONFIDENTIAL | ok | new_resolve | 1 | 0 | Carrizo_Solar_NA_CONFIDENTIAL | 0 | 0 | 1 | 1 | 1 | 0 | 1 | 0 | 0 | 1
PCEA | Carrizo_Solar | NA | 2025 | 8 | 41.1188 | CONFIDENTIAL | CONFIDENTIAL | planned_new |  | CONFIDENTIAL | CONFIDENTIAL | CAISO_Solar | 0 | solar | solar_2025_8 | 19.91% | 1 | CONFIDENTIAL | CONFIDENTIAL | ok | new_resolve | 1 | 0 | Carrizo_Solar_NA_CONFIDENTIAL | 0 | 0 | 1 | 1 | 1 | 0 | 1 | 0 | 0 | 1
PCEA | Carrizo_Solar | NA | 2025 | 9 | 32.4264 | CONFIDENTIAL | CONFIDENTIAL | planned_new |  | CONFIDENTIAL | CONFIDENTIAL | CAISO_Solar | 0 | solar | solar_2025_9 | 10.32% | 1 | CONFIDENTIAL | CONFIDENTIAL | ok | new_resolve | 1 | 0 | Carrizo_Solar_NA_CONFIDENTIAL | 0 | 0 | 1 | 1 | 1 | 0 | 1 | 0 | 0 | 1
PCEA | Carrizo_Solar | NA | 2025 | 10 | 26.2597 | CONFIDENTIAL | CONFIDENTIAL | planned_new |  | CONFIDENTIAL | CONFIDENTIAL | CAISO_Solar | 0 | solar | solar_2025_10 | 1.475% | 1 | CONFIDENTIAL | CONFIDENTIAL | ok | new_resolve | 1 | 0 | Carrizo_Solar_NA_CONFIDENTIAL | 0 | 0 | 1 | 1 | 1 | 0 | 1 | 0 | 0 | 1
PCEA | Carrizo_Solar | NA | 2025 | 11 | 19.716 | CONFIDENTIAL | CONFIDENTIAL | planned_new |  | CONFIDENTIAL | CONFIDENTIAL | CAISO_Solar | 0 | solar | solar_2025_11 | 1.475% | 1 | CONFIDENTIAL | CONFIDENTIAL | ok | new_resolve | 1 | 0 | Carrizo_Solar_NA_CONFIDENTIAL | 0 | 0 | 1 | 1 | 1 | 0 | 1 | 0 | 0 | 1
PCEA | Carrizo_Solar | NA | 2025 | 12 | 14.5916 | CONFIDENTIAL | CONFIDENTIAL | planned_new |  | CONFIDENTIAL | CONFIDENTIAL | CAISO_Solar | 0 | solar | solar_2025_12 | 0% | 1 | CONFIDENTIAL | CONFIDENTIAL | ok | new_resolve | 1 | 0 | Carrizo_Solar_NA_CONFIDENTIAL | 0 | 0 | 1 | 1 | 1 | 0 | 1 | 0 | 0 | 1
PCEA | Carrizo_Solar | NA | 2026 | 1 | 19.4505 | CONFIDENTIAL | CONFIDENTIAL | planned_new |  | CONFIDENTIAL | CONFIDENTIAL | CAISO_Solar | 0 | solar | solar_2026_1 | 2.424% | 1 | CONFIDENTIAL | CONFIDENTIAL | ok | new_resolve | 1 | 0 | Carrizo_Solar_NA_CONFIDENTIAL | 0 | 0 | 1 | 1 | 1 | 0 | 1 | 0 | 0 | 1
PCEA | Carrizo_Solar | NA | 2026 | 2 | 15.8591 | CONFIDENTIAL | CONFIDENTIAL | planned_new |  | CONFIDENTIAL | CONFIDENTIAL | CAISO_Solar | 0 | solar | solar_2026_2 | 1.818% | 1 | CONFIDENTIAL | CONFIDENTIAL | ok | new_resolve | 1 | 0 | Carrizo_Solar_NA_CONFIDENTIAL | 0 | 0 | 1 | 1 | 1 | 0 | 1 | 0 | 0 | 1
PCEA | Carrizo_Solar | NA | 2026 | 3 | 31.62 | CONFIDENTIAL | CONFIDENTIAL | planned_new |  | CONFIDENTIAL | CONFIDENTIAL | CAISO_Solar | 0 | solar | solar_2026_3 | 10.91% | 1 | CONFIDENTIAL | CONFIDENTIAL | ok | new_resolve | 1 | 0 | Carrizo_Solar_NA_CONFIDENTIAL | 0 | 0 | 1 | 1 | 1 | 0 | 1 | 0 | 0 | 1
PCEA | Carrizo_Solar | NA | 2026 | 4 | 34.2069 | CONFIDENTIAL | CONFIDENTIAL | planned_new |  | CONFIDENTIAL | CONFIDENTIAL | CAISO_Solar | 0 | solar | solar_2026_4 | 9.091% | 1 | CONFIDENTIAL | CONFIDENTIAL | ok | new_resolve | 1 | 0 | Carrizo_Solar_NA_CONFIDENTIAL | 0 | 0 | 1 | 1 | 1 | 0 | 1 | 0 | 0 | 1
PCEA | Carrizo_Solar | NA | 2026 | 5 | 43.3637 | CONFIDENTIAL | CONFIDENTIAL | planned_new |  | CONFIDENTIAL | CONFIDENTIAL | CAISO_Solar | 0 | solar | solar_2026_5 | 9.697% | 1 | CONFIDENTIAL | CONFIDENTIAL | ok | new_resolve | 1 | 0 | Carrizo_Solar_NA_CONFIDENTIAL | 0 | 0 | 1 | 1 | 1 | 0 | 1 | 0 | 0 | 1
PCEA | Carrizo_Solar | NA | 2026 | 6 | 44.1862 | CONFIDENTIAL | CONFIDENTIAL | planned_new |  | CONFIDENTIAL | CONFIDENTIAL | CAISO_Solar | 0 | solar | solar_2026_6 | 18.79% | 1 | CONFIDENTIAL | CONFIDENTIAL | ok | new_resolve | 1 | 0 | Carrizo_Solar_NA_CONFIDENTIAL | 0 | 0 | 1 | 1 | 1 | 0 | 1 | 0 | 0 | 1
PCEA | Carrizo_Solar | NA | 2026 | 7 | 43.4434 | CONFIDENTIAL | CONFIDENTIAL | planned_new |  | CONFIDENTIAL | CONFIDENTIAL | CAISO_Solar | 0 | solar | solar_2026_7 | 23.64% | 1 | CONFIDENTIAL | CONFIDENTIAL | ok | new_resolve | 1 | 0 | Carrizo_Solar_NA_CONFIDENTIAL | 0 | 0 | 1 | 1 | 1 | 0 | 1 | 0 | 0 | 1
PCEA | Carrizo_Solar | NA | 2026 | 8 | 41.1188 | CONFIDENTIAL | CONFIDENTIAL | planned_new |  | CONFIDENTIAL | CONFIDENTIAL | CAISO_Solar | 0 | solar | solar_2026_8 | 16.36% | 1 | CONFIDENTIAL | CONFIDENTIAL | ok | new_resolve | 1 | 0 | Carrizo_Solar_NA_CONFIDENTIAL | 0 | 0 | 1 | 1 | 1 | 0 | 1 | 0 | 0 | 1
PCEA | Carrizo_Solar | NA | 2026 | 9 | 32.4264 | CONFIDENTIAL | CONFIDENTIAL | planned_new |  | CONFIDENTIAL | CONFIDENTIAL | CAISO_Solar | 0 | solar | solar_2026_9 | 8.485% | 1 | CONFIDENTIAL | CONFIDENTIAL | ok | new_resolve | 1 | 0 | Carrizo_Solar_NA_CONFIDENTIAL | 0 | 0 | 1 | 1 | 1 | 0 | 1 | 0 | 0 | 1
PCEA | Carrizo_Solar | NA | 2026 | 10 | 26.2597 | CONFIDENTIAL | CONFIDENTIAL | planned_new |  | CONFIDENTIAL | CONFIDENTIAL | CAISO_Solar | 0 | solar | solar_2026_10 | 1.212% | 1 | CONFIDENTIAL | CONFIDENTIAL | ok | new_resolve | 1 | 0 | Carrizo_Solar_NA_CONFIDENTIAL | 0 | 0 | 1 | 1 | 1 | 0 | 1 | 0 | 0 | 1
PCEA | Carrizo_Solar | NA | 2026 | 11 | 19.716 | CONFIDENTIAL | CONFIDENTIAL | planned_new |  | CONFIDENTIAL | CONFIDENTIAL | CAISO_Solar | 0 | solar | solar_2026_11 | 1.212% | 1 | CONFIDENTIAL | CONFIDENTIAL | ok | new_resolve | 1 | 0 | Carrizo_Solar_NA_CONFIDENTIAL | 0 | 0 | 1 | 1 | 1 | 0 | 1 | 0 | 0 | 1
PCEA | Carrizo_Solar | NA | 2026 | 12 | 14.5916 | CONFIDENTIAL | CONFIDENTIAL | planned_new |  | CONFIDENTIAL | CONFIDENTIAL | CAISO_Solar | 0 | solar | solar_2026_12 | 0% | 1 | CONFIDENTIAL | CONFIDENTIAL | ok | new_resolve | 1 | 0 | Carrizo_Solar_NA_CONFIDENTIAL | 0 | 0 | 1 | 1 | 1 | 0 | 1 | 0 | 0 | 1
PCEA | Carrizo_Solar | NA | 2027 | 1 | 19.4505 | CONFIDENTIAL | CONFIDENTIAL | planned_new |  | CONFIDENTIAL | CONFIDENTIAL | CAISO_Solar | 0 | solar | solar_2027_1 | 2.15% | 1 | CONFIDENTIAL | CONFIDENTIAL | ok | new_resolve | 1 | 0 | Carrizo_Solar_NA_CONFIDENTIAL | 0 | 0 | 1 | 1 | 1 | 0 | 1 | 0 | 0 | 1
PCEA | Carrizo_Solar | NA | 2027 | 2 | 15.8591 | CONFIDENTIAL | CONFIDENTIAL | planned_new |  | CONFIDENTIAL | CONFIDENTIAL | CAISO_Solar | 0 | solar | solar_2027_2 | 1.612% | 1 | CONFIDENTIAL | CONFIDENTIAL | ok | new_resolve | 1 | 0 | Carrizo_Solar_NA_CONFIDENTIAL | 0 | 0 | 1 | 1 | 1 | 0 | 1 | 0 | 0 | 1
PCEA | Carrizo_Solar | NA | 2027 | 3 | 31.62 | CONFIDENTIAL | CONFIDENTIAL | planned_new |  | CONFIDENTIAL | CONFIDENTIAL | CAISO_Solar | 0 | solar | solar_2027_3 | 9.674% | 1 | CONFIDENTIAL | CONFIDENTIAL | ok | new_resolve | 1 | 0 | Carrizo_Solar_NA_CONFIDENTIAL | 0 | 0 | 1 | 1 | 1 | 0 | 1 | 0 | 0 | 1
PCEA | Carrizo_Solar | NA | 2027 | 4 | 34.2069 | CONFIDENTIAL | CONFIDENTIAL | planned_new |  | CONFIDENTIAL | CONFIDENTIAL | CAISO_Solar | 0 | solar | solar_2027_4 | 8.062% | 1 | CONFIDENTIAL | CONFIDENTIAL | ok | new_resolve | 1 | 0 | Carrizo_Solar_NA_CONFIDENTIAL | 0 | 0 | 1 | 1 | 1 | 0 | 1 | 0 | 0 | 1
PCEA | Carrizo_Solar | NA | 2027 | 5 | 43.3637 | CONFIDENTIAL | CONFIDENTIAL | planned_new |  | CONFIDENTIAL | CONFIDENTIAL | CAISO_Solar | 0 | solar | solar_2027_5 | 8.599% | 1 | CONFIDENTIAL | CONFIDENTIAL | ok | new_resolve | 1 | 0 | Carrizo_Solar_NA_CONFIDENTIAL | 0 | 0 | 1 | 1 | 1 | 0 | 1 | 0 | 0 | 1
PCEA | Carrizo_Solar | NA | 2027 | 6 | 44.1862 | CONFIDENTIAL | CONFIDENTIAL | planned_new |  | CONFIDENTIAL | CONFIDENTIAL | CAISO_Solar | 0 | solar | solar_2027_6 | 16.66% | 1 | CONFIDENTIAL | CONFIDENTIAL | ok | new_resolve | 1 | 0 | Carrizo_Solar_NA_CONFIDENTIAL | 0 | 0 | 1 | 1 | 1 | 0 | 1 | 0 | 0 | 1
PCEA | Carrizo_Solar | NA | 2027 | 7 | 43.4434 | CONFIDENTIAL | CONFIDENTIAL | planned_new |  | CONFIDENTIAL | CONFIDENTIAL | CAISO_Solar | 0 | solar | solar_2027_7 | 20.96% | 1 | CONFIDENTIAL | CONFIDENTIAL | ok | new_resolve | 1 | 0 | Carrizo_Solar_NA_CONFIDENTIAL | 0 | 0 | 1 | 1 | 1 | 0 | 1 | 0 | 0 | 1
PCEA | Carrizo_Solar | NA | 2027 | 8 | 41.1188 | CONFIDENTIAL | CONFIDENTIAL | planned_new |  | CONFIDENTIAL | CONFIDENTIAL | CAISO_Solar | 0 | solar | solar_2027_8 | 14.51% | 1 | CONFIDENTIAL | CONFIDENTIAL | ok | new_resolve | 1 | 0 | Carrizo_Solar_NA_CONFIDENTIAL | 0 | 0 | 1 | 1 | 1 | 0 | 1 | 0 | 0 | 1
PCEA | Carrizo_Solar | NA | 2027 | 9 | 32.4264 | CONFIDENTIAL | CONFIDENTIAL | planned_new |  | CONFIDENTIAL | CONFIDENTIAL | CAISO_Solar | 0 | solar | solar_2027_9 | 7.524% | 1 | CONFIDENTIAL | CONFIDENTIAL | ok | new_resolve | 1 | 0 | Carrizo_Solar_NA_CONFIDENTIAL | 0 | 0 | 1 | 1 | 1 | 0 | 1 | 0 | 0 | 1
PCEA | Carrizo_Solar | NA | 2027 | 10 | 26.2597 | CONFIDENTIAL | CONFIDENTIAL | planned_new |  | CONFIDENTIAL | CONFIDENTIAL | CAISO_Solar | 0 | solar | solar_2027_10 | 1.075% | 1 | CONFIDENTIAL | CONFIDENTIAL | ok | new_resolve | 1 | 0 | Carrizo_Solar_NA_CONFIDENTIAL | 0 | 0 | 1 | 1 | 1 | 0 | 1 | 0 | 0 | 1
PCEA | Carrizo_Solar | NA | 2027 | 11 | 19.716 | CONFIDENTIAL | CONFIDENTIAL | planned_new |  | CONFIDENTIAL | CONFIDENTIAL | CAISO_Solar | 0 | solar | solar_2027_11 | 1.075% | 1 | CONFIDENTIAL | CONFIDENTIAL | ok | new_resolve | 1 | 0 | Carrizo_Solar_NA_CONFIDENTIAL | 0 | 0 | 1 | 1 | 1 | 0 | 1 | 0 | 0 | 1
PCEA | Carrizo_Solar | NA | 2027 | 12 | 14.5916 | CONFIDENTIAL | CONFIDENTIAL | planned_new |  | CONFIDENTIAL | CONFIDENTIAL | CAISO_Solar | 0 | solar | solar_2027_12 | 0% | 1 | CONFIDENTIAL | CONFIDENTIAL | ok | new_resolve | 1 | 0 | Carrizo_Solar_NA_CONFIDENTIAL | 0 | 0 | 1 | 1 | 1 | 0 | 1 | 0 | 0 | 1
PCEA | Carrizo_Solar | NA | 2028 | 1 | 19.4505 | CONFIDENTIAL | CONFIDENTIAL | planned_new |  | CONFIDENTIAL | CONFIDENTIAL | CAISO_Solar | 0 | solar | solar_2028_1 | 1.875% | 1 | CONFIDENTIAL | CONFIDENTIAL | ok | new_resolve | 1 | 0 | Carrizo_Solar_NA_CONFIDENTIAL | 0 | 0 | 1 | 1 | 1 | 0 | 1 | 0 | 0 | 1
PCEA | Carrizo_Solar | NA | 2028 | 2 | 15.8591 | CONFIDENTIAL | CONFIDENTIAL | planned_new |  | CONFIDENTIAL | CONFIDENTIAL | CAISO_Solar | 0 | solar | solar_2028_2 | 1.406% | 1 | CONFIDENTIAL | CONFIDENTIAL | ok | new_resolve | 1 | 0 | Carrizo_Solar_NA_CONFIDENTIAL | 0 | 0 | 1 | 1 | 1 | 0 | 1 | 0 | 0 | 1
PCEA | Carrizo_Solar | NA | 2028 | 3 | 31.62 | CONFIDENTIAL | CONFIDENTIAL | planned_new |  | CONFIDENTIAL | CONFIDENTIAL | CAISO_Solar | 0 | solar | solar_2028_3 | 8.439% | 1 | CONFIDENTIAL | CONFIDENTIAL | ok | new_resolve | 1 | 0 | Carrizo_Solar_NA_CONFIDENTIAL | 0 | 0 | 1 | 1 | 1 | 0 | 1 | 0 | 0 | 1
PCEA | Carrizo_Solar | NA | 2028 | 4 | 34.2069 | CONFIDENTIAL | CONFIDENTIAL | planned_new |  | CONFIDENTIAL | CONFIDENTIAL | CAISO_Solar | 0 | solar | solar_2028_4 | 7.032% | 1 | CONFIDENTIAL | CONFIDENTIAL | ok | new_resolve | 1 | 0 | Carrizo_Solar_NA_CONFIDENTIAL | 0 | 0 | 1 | 1 | 1 | 0 | 1 | 0 | 0 | 1
PCEA | Carrizo_Solar | NA | 2028 | 5 | 43.3637 | CONFIDENTIAL | CONFIDENTIAL | planned_new |  | CONFIDENTIAL | CONFIDENTIAL | CAISO_Solar | 0 | solar | solar_2028_5 | 7.501% | 1 | CONFIDENTIAL | CONFIDENTIAL | ok | new_resolve | 1 | 0 | Carrizo_Solar_NA_CONFIDENTIAL | 0 | 0 | 1 | 1 | 1 | 0 | 1 | 0 | 0 | 1
PCEA | Carrizo_Solar | NA | 2028 | 6 | 44.1862 | CONFIDENTIAL | CONFIDENTIAL | planned_new |  | CONFIDENTIAL | CONFIDENTIAL | CAISO_Solar | 0 | solar | solar_2028_6 | 14.53% | 1 | CONFIDENTIAL | CONFIDENTIAL | ok | new_resolve | 1 | 0 | Carrizo_Solar_NA_CONFIDENTIAL | 0 | 0 | 1 | 1 | 1 | 0 | 1 | 0 | 0 | 1
PCEA | Carrizo_Solar | NA | 2028 | 7 | 43.4434 | CONFIDENTIAL | CONFIDENTIAL | planned_new |  | CONFIDENTIAL | CONFIDENTIAL | CAISO_Solar | 0 | solar | solar_2028_7 | 18.28% | 1 | CONFIDENTIAL | CONFIDENTIAL | ok | new_resolve | 1 | 0 | Carrizo_Solar_NA_CONFIDENTIAL | 0 | 0 | 1 | 1 | 1 | 0 | 1 | 0 | 0 | 1
PCEA | Carrizo_Solar | NA | 2028 | 8 | 41.1188 | CONFIDENTIAL | CONFIDENTIAL | planned_new |  | CONFIDENTIAL | CONFIDENTIAL | CAISO_Solar | 0 | solar | solar_2028_8 | 12.66% | 1 | CONFIDENTIAL | CONFIDENTIAL | ok | new_resolve | 1 | 0 | Carrizo_Solar_NA_CONFIDENTIAL | 0 | 0 | 1 | 1 | 1 | 0 | 1 | 0 | 0 | 1
PCEA | Carrizo_Solar | NA | 2028 | 9 | 32.4264 | CONFIDENTIAL | CONFIDENTIAL | planned_new |  | CONFIDENTIAL | CONFIDENTIAL | CAISO_Solar | 0 | solar | solar_2028_9 | 6.563% | 1 | CONFIDENTIAL | CONFIDENTIAL | ok | new_resolve | 1 | 0 | Carrizo_Solar_NA_CONFIDENTIAL | 0 | 0 | 1 | 1 | 1 | 0 | 1 | 0 | 0 | 1
PCEA | Carrizo_Solar | NA | 2028 | 10 | 26.2597 | CONFIDENTIAL | CONFIDENTIAL | planned_new |  | CONFIDENTIAL | CONFIDENTIAL | CAISO_Solar | 0 | solar | solar_2028_10 | 0.9376% | 1 | CONFIDENTIAL | CONFIDENTIAL | ok | new_resolve | 1 | 0 | Carrizo_Solar_NA_CONFIDENTIAL | 0 | 0 | 1 | 1 | 1 | 0 | 1 | 0 | 0 | 1
PCEA | Carrizo_Solar | NA | 2028 | 11 | 19.716 | CONFIDENTIAL | CONFIDENTIAL | planned_new |  | CONFIDENTIAL | CONFIDENTIAL | CAISO_Solar | 0 | solar | solar_2028_11 | 0.9376% | 1 | CONFIDENTIAL | CONFIDENTIAL | ok | new_resolve | 1 | 0 | Carrizo_Solar_NA_CONFIDENTIAL | 0 | 0 | 1 | 1 | 1 | 0 | 1 | 0 | 0 | 1
PCEA | Carrizo_Solar | NA | 2028 | 12 | 14.5916 | CONFIDENTIAL | CONFIDENTIAL | planned_new |  | CONFIDENTIAL | CONFIDENTIAL | CAISO_Solar | 0 | solar | solar_2028_12 | 0% | 1 | CONFIDENTIAL | CONFIDENTIAL | ok | new_resolve | 1 | 0 | Carrizo_Solar_NA_CONFIDENTIAL | 0 | 0 | 1 | 1 | 1 | 0 | 1 | 0 | 0 | 1
PCEA | Carrizo_Solar | NA | 2029 | 1 | 19.4505 | CONFIDENTIAL | CONFIDENTIAL | planned_new |  | CONFIDENTIAL | CONFIDENTIAL | CAISO_Solar | 0 | solar | solar_2029_1 | 1.601% | 1 | CONFIDENTIAL | CONFIDENTIAL | ok | new_resolve | 1 | 0 | Carrizo_Solar_NA_CONFIDENTIAL | 0 | 0 | 1 | 1 | 1 | 0 | 1 | 0 | 0 | 1
PCEA | Carrizo_Solar | NA | 2029 | 2 | 15.8591 | CONFIDENTIAL | CONFIDENTIAL | planned_new |  | CONFIDENTIAL | CONFIDENTIAL | CAISO_Solar | 0 | solar | solar_2029_2 | 1.201% | 1 | CONFIDENTIAL | CONFIDENTIAL | ok | new_resolve | 1 | 0 | Carrizo_Solar_NA_CONFIDENTIAL | 0 | 0 | 1 | 1 | 1 | 0 | 1 | 0 | 0 | 1
PCEA | Carrizo_Solar | NA | 2029 | 3 | 31.62 | CONFIDENTIAL | CONFIDENTIAL | planned_new |  | CONFIDENTIAL | CONFIDENTIAL | CAISO_Solar | 0 | solar | solar_2029_3 | 7.204% | 1 | CONFIDENTIAL | CONFIDENTIAL | ok | new_resolve | 1 | 0 | Carrizo_Solar_NA_CONFIDENTIAL | 0 | 0 | 1 | 1 | 1 | 0 | 1 | 0 | 0 | 1
PCEA | Carrizo_Solar | NA | 2029 | 4 | 34.2069 | CONFIDENTIAL | CONFIDENTIAL | planned_new |  | CONFIDENTIAL | CONFIDENTIAL | CAISO_Solar | 0 | solar | solar_2029_4 | 6.003% | 1 | CONFIDENTIAL | CONFIDENTIAL | ok | new_resolve | 1 | 0 | Carrizo_Solar_NA_CONFIDENTIAL | 0 | 0 | 1 | 1 | 1 | 0 | 1 | 0 | 0 | 1
PCEA | Carrizo_Solar | NA | 2029 | 5 | 43.3637 | CONFIDENTIAL | CONFIDENTIAL | planned_new |  | CONFIDENTIAL | CONFIDENTIAL | CAISO_Solar | 0 | solar | solar_2029_5 | 6.403% | 1 | CONFIDENTIAL | CONFIDENTIAL | ok | new_resolve | 1 | 0 | Carrizo_Solar_NA_CONFIDENTIAL | 0 | 0 | 1 | 1 | 1 | 0 | 1 | 0 | 0 | 1
PCEA | Carrizo_Solar | NA | 2029 | 6 | 44.1862 | CONFIDENTIAL | CONFIDENTIAL | planned_new |  | CONFIDENTIAL | CONFIDENTIAL | CAISO_Solar | 0 | solar | solar_2029_6 | 12.41% | 1 | CONFIDENTIAL | CONFIDENTIAL | ok | new_resolve | 1 | 0 | Carrizo_Solar_NA_CONFIDENTIAL | 0 | 0 | 1 | 1 | 1 | 0 | 1 | 0 | 0 | 1
PCEA | Carrizo_Solar | NA | 2029 | 7 | 43.4434 | CONFIDENTIAL | CONFIDENTIAL | planned_new |  | CONFIDENTIAL | CONFIDENTIAL | CAISO_Solar | 0 | solar | solar_2029_7 | 15.61% | 1 | CONFIDENTIAL | CONFIDENTIAL | ok | new_resolve | 1 | 0 | Carrizo_Solar_NA_CONFIDENTIAL | 0 | 0 | 1 | 1 | 1 | 0 | 1 | 0 | 0 | 1
PCEA | Carrizo_Solar | NA | 2029 | 8 | 41.1188 | CONFIDENTIAL | CONFIDENTIAL | planned_new |  | CONFIDENTIAL | CONFIDENTIAL | CAISO_Solar | 0 | solar | solar_2029_8 | 10.81% | 1 | CONFIDENTIAL | CONFIDENTIAL | ok | new_resolve | 1 | 0 | Carrizo_Solar_NA_CONFIDENTIAL | 0 | 0 | 1 | 1 | 1 | 0 | 1 | 0 | 0 | 1
PCEA | Carrizo_Solar | NA | 2029 | 9 | 32.4264 | CONFIDENTIAL | CONFIDENTIAL | planned_new |  | CONFIDENTIAL | CONFIDENTIAL | CAISO_Solar | 0 | solar | solar_2029_9 | 5.603% | 1 | CONFIDENTIAL | CONFIDENTIAL | ok | new_resolve | 1 | 0 | Carrizo_Solar_NA_CONFIDENTIAL | 0 | 0 | 1 | 1 | 1 | 0 | 1 | 0 | 0 | 1
PCEA | Carrizo_Solar | NA | 2029 | 10 | 26.2597 | CONFIDENTIAL | CONFIDENTIAL | planned_new |  | CONFIDENTIAL | CONFIDENTIAL | CAISO_Solar | 0 | solar | solar_2029_10 | 0.8004% | 1 | CONFIDENTIAL | CONFIDENTIAL | ok | new_resolve | 1 | 0 | Carrizo_Solar_NA_CONFIDENTIAL | 0 | 0 | 1 | 1 | 1 | 0 | 1 | 0 | 0 | 1
PCEA | Carrizo_Solar | NA | 2029 | 11 | 19.716 | CONFIDENTIAL | CONFIDENTIAL | planned_new |  | CONFIDENTIAL | CONFIDENTIAL | CAISO_Solar | 0 | solar | solar_2029_11 | 0.8004% | 1 | CONFIDENTIAL | CONFIDENTIAL | ok | new_resolve | 1 | 0 | Carrizo_Solar_NA_CONFIDENTIAL | 0 | 0 | 1 | 1 | 1 | 0 | 1 | 0 | 0 | 1
PCEA | Carrizo_Solar | NA | 2029 | 12 | 14.5916 | CONFIDENTIAL | CONFIDENTIAL | planned_new |  | CONFIDENTIAL | CONFIDENTIAL | CAISO_Solar | 0 | solar | solar_2029_12 | 0% | 1 | CONFIDENTIAL | CONFIDENTIAL | ok | new_resolve | 1 | 0 | Carrizo_Solar_NA_CONFIDENTIAL | 0 | 0 | 1 | 1 | 1 | 0 | 1 | 0 | 0 | 1
PCEA | Carrizo_Solar | NA | 2030 | 1 | 19.4505 | CONFIDENTIAL | CONFIDENTIAL | planned_new |  | CONFIDENTIAL | CONFIDENTIAL | CAISO_Solar | 0 | solar | solar_2030_1 | 1.326% | 1 | CONFIDENTIAL | CONFIDENTIAL | ok | new_resolve | 1 | 0 | Carrizo_Solar_NA_CONFIDENTIAL | 0 | 0 | 1 | 1 | 1 | 0 | 1 | 0 | 0 | 1
PCEA | Carrizo_Solar | NA | 2030 | 2 | 15.8591 | CONFIDENTIAL | CONFIDENTIAL | planned_new |  | CONFIDENTIAL | CONFIDENTIAL | CAISO_Solar | 0 | solar | solar_2030_2 | 0.9947% | 1 | CONFIDENTIAL | CONFIDENTIAL | ok | new_resolve | 1 | 0 | Carrizo_Solar_NA_CONFIDENTIAL | 0 | 0 | 1 | 1 | 1 | 0 | 1 | 0 | 0 | 1
PCEA | Carrizo_Solar | NA | 2030 | 3 | 31.62 | CONFIDENTIAL | CONFIDENTIAL | planned_new |  | CONFIDENTIAL | CONFIDENTIAL | CAISO_Solar | 0 | solar | solar_2030_3 | 5.968% | 1 | CONFIDENTIAL | CONFIDENTIAL | ok | new_resolve | 1 | 0 | Carrizo_Solar_NA_CONFIDENTIAL | 0 | 0 | 1 | 1 | 1 | 0 | 1 | 0 | 0 | 1
PCEA | Carrizo_Solar | NA | 2030 | 4 | 34.2069 | CONFIDENTIAL | CONFIDENTIAL | planned_new |  | CONFIDENTIAL | CONFIDENTIAL | CAISO_Solar | 0 | solar | solar_2030_4 | 4.974% | 1 | CONFIDENTIAL | CONFIDENTIAL | ok | new_resolve | 1 | 0 | Carrizo_Solar_NA_CONFIDENTIAL | 0 | 0 | 1 | 1 | 1 | 0 | 1 | 0 | 0 | 1
PCEA | Carrizo_Solar | NA | 2030 | 5 | 43.3637 | CONFIDENTIAL | CONFIDENTIAL | planned_new |  | CONFIDENTIAL | CONFIDENTIAL | CAISO_Solar | 0 | solar | solar_2030_5 | 5.305% | 1 | CONFIDENTIAL | CONFIDENTIAL | ok | new_resolve | 1 | 0 | Carrizo_Solar_NA_CONFIDENTIAL | 0 | 0 | 1 | 1 | 1 | 0 | 1 | 0 | 0 | 1
PCEA | Carrizo_Solar | NA | 2030 | 6 | 44.1862 | CONFIDENTIAL | CONFIDENTIAL | planned_new |  | CONFIDENTIAL | CONFIDENTIAL | CAISO_Solar | 0 | solar | solar_2030_6 | 10.28% | 1 | CONFIDENTIAL | CONFIDENTIAL | ok | new_resolve | 1 | 0 | Carrizo_Solar_NA_CONFIDENTIAL | 0 | 0 | 1 | 1 | 1 | 0 | 1 | 0 | 0 | 1
PCEA | Carrizo_Solar | NA | 2030 | 7 | 43.4434 | CONFIDENTIAL | CONFIDENTIAL | planned_new |  | CONFIDENTIAL | CONFIDENTIAL | CAISO_Solar | 0 | solar | solar_2030_7 | 12.93% | 1 | CONFIDENTIAL | CONFIDENTIAL | ok | new_resolve | 1 | 0 | Carrizo_Solar_NA_CONFIDENTIAL | 0 | 0 | 1 | 1 | 1 | 0 | 1 | 0 | 0 | 1
PCEA | Carrizo_Solar | NA | 2030 | 8 | 41.1188 | CONFIDENTIAL | CONFIDENTIAL | planned_new |  | CONFIDENTIAL | CONFIDENTIAL | CAISO_Solar | 0 | solar | solar_2030_8 | 8.953% | 1 | CONFIDENTIAL | CONFIDENTIAL | ok | new_resolve | 1 | 0 | Carrizo_Solar_NA_CONFIDENTIAL | 0 | 0 | 1 | 1 | 1 | 0 | 1 | 0 | 0 | 1
PCEA | Carrizo_Solar | NA | 2030 | 9 | 32.4264 | CONFIDENTIAL | CONFIDENTIAL | planned_new |  | CONFIDENTIAL | CONFIDENTIAL | CAISO_Solar | 0 | solar | solar_2030_9 | 4.642% | 1 | CONFIDENTIAL | CONFIDENTIAL | ok | new_resolve | 1 | 0 | Carrizo_Solar_NA_CONFIDENTIAL | 0 | 0 | 1 | 1 | 1 | 0 | 1 | 0 | 0 | 1
PCEA | Carrizo_Solar | NA | 2030 | 10 | 26.2597 | CONFIDENTIAL | CONFIDENTIAL | planned_new |  | CONFIDENTIAL | CONFIDENTIAL | CAISO_Solar | 0 | solar | solar_2030_10 | 0.6632% | 1 | CONFIDENTIAL | CONFIDENTIAL | ok | new_resolve | 1 | 0 | Carrizo_Solar_NA_CONFIDENTIAL | 0 | 0 | 1 | 1 | 1 | 0 | 1 | 0 | 0 | 1
PCEA | Carrizo_Solar | NA | 2030 | 11 | 19.716 | CONFIDENTIAL | CONFIDENTIAL | planned_new |  | CONFIDENTIAL | CONFIDENTIAL | CAISO_Solar | 0 | solar | solar_2030_11 | 0.6632% | 1 | CONFIDENTIAL | CONFIDENTIAL | ok | new_resolve | 1 | 0 | Carrizo_Solar_NA_CONFIDENTIAL | 0 | 0 | 1 | 1 | 1 | 0 | 1 | 0 | 0 | 1
PCEA | Carrizo_Solar | NA | 2030 | 12 | 14.5916 | CONFIDENTIAL | CONFIDENTIAL | planned_new |  | CONFIDENTIAL | CONFIDENTIAL | CAISO_Solar | 0 | solar | solar_2030_12 | 0% | 1 | CONFIDENTIAL | CONFIDENTIAL | ok | new_resolve | 1 | 0 | Carrizo_Solar_NA_CONFIDENTIAL | 0 | 0 | 1 | 1 | 1 | 0 | 1 | 0 | 0 | 1
PCEA | Greater_Imperial_Solar | NA | 2022 | 1 | 2.7913 | CONFIDENTIAL | CONFIDENTIAL | planned_new |  | CONFIDENTIAL | CONFIDENTIAL | CAISO_Solar | 0 | solar | solar_2022_1 | 4% | 1 | CONFIDENTIAL | CONFIDENTIAL | ok | new_resolve | 1 | 0 | Greater_Imperial_Solar_NA_CONFIDENTIAL | 1 | 26 | 1 | 1 | 1 | 0 | 1 | 0 | 0 | 1
PCEA | Greater_Imperial_Solar | NA | 2022 | 2 | 3.0241 | CONFIDENTIAL | CONFIDENTIAL | planned_new |  | CONFIDENTIAL | CONFIDENTIAL | CAISO_Solar | 0 | solar | solar_2022_2 | 3% | 1 | CONFIDENTIAL | CONFIDENTIAL | ok | new_resolve | 1 | 0 | Greater_Imperial_Solar_NA_CONFIDENTIAL | 0 | 0 | 1 | 1 | 1 | 0 | 1 | 0 | 0 | 1
PCEA | Greater_Imperial_Solar | NA | 2022 | 3 | 4.1733 | CONFIDENTIAL | CONFIDENTIAL | planned_new |  | CONFIDENTIAL | CONFIDENTIAL | CAISO_Solar | 0 | solar | solar_2022_3 | 18% | 1 | CONFIDENTIAL | CONFIDENTIAL | ok | new_resolve | 1 | 0 | Greater_Imperial_Solar_NA_CONFIDENTIAL | 0 | 0 | 1 | 1 | 1 | 0 | 1 | 0 | 0 | 1
PCEA | Greater_Imperial_Solar | NA | 2022 | 4 | 4.6189 | CONFIDENTIAL | CONFIDENTIAL | planned_new |  | CONFIDENTIAL | CONFIDENTIAL | CAISO_Solar | 0 | solar | solar_2022_4 | 15% | 1 | CONFIDENTIAL | CONFIDENTIAL | ok | new_resolve | 1 | 0 | Greater_Imperial_Solar_NA_CONFIDENTIAL | 0 | 0 | 1 | 1 | 1 | 0 | 1 | 0 | 0 | 1
PCEA | Greater_Imperial_Solar | NA | 2022 | 5 | 5.3611 | CONFIDENTIAL | CONFIDENTIAL | planned_new |  | CONFIDENTIAL | CONFIDENTIAL | CAISO_Solar | 0 | solar | solar_2022_5 | 16% | 1 | CONFIDENTIAL | CONFIDENTIAL | ok | new_resolve | 1 | 0 | Greater_Imperial_Solar_NA_CONFIDENTIAL | 0 | 0 | 1 | 1 | 1 | 0 | 1 | 0 | 0 | 1
PCEA | Greater_Imperial_Solar | NA | 2022 | 6 | 5.3093 | CONFIDENTIAL | CONFIDENTIAL | planned_new |  | CONFIDENTIAL | CONFIDENTIAL | CAISO_Solar | 0 | solar | solar_2022_6 | 31% | 1 | CONFIDENTIAL | CONFIDENTIAL | ok | new_resolve | 1 | 0 | Greater_Imperial_Solar_NA_CONFIDENTIAL | 0 | 0 | 1 | 1 | 1 | 0 | 1 | 0 | 0 | 1
PCEA | Greater_Imperial_Solar | NA | 2022 | 7 | 4.7996 | CONFIDENTIAL | CONFIDENTIAL | planned_new |  | CONFIDENTIAL | CONFIDENTIAL | CAISO_Solar | 0 | solar | solar_2022_7 | 39% | 1 | CONFIDENTIAL | CONFIDENTIAL | ok | new_resolve | 1 | 0 | Greater_Imperial_Solar_NA_CONFIDENTIAL | 0 | 0 | 1 | 1 | 1 | 0 | 1 | 0 | 0 | 1
PCEA | Greater_Imperial_Solar | NA | 2022 | 8 | 4.5785 | CONFIDENTIAL | CONFIDENTIAL | planned_new |  | CONFIDENTIAL | CONFIDENTIAL | CAISO_Solar | 0 | solar | solar_2022_8 | 27% | 1 | CONFIDENTIAL | CONFIDENTIAL | ok | new_resolve | 1 | 0 | Greater_Imperial_Solar_NA_CONFIDENTIAL | 0 | 0 | 1 | 1 | 1 | 0 | 1 | 0 | 0 | 1
PCEA | Greater_Imperial_Solar | NA | 2022 | 9 | 4.024 | CONFIDENTIAL | CONFIDENTIAL | planned_new |  | CONFIDENTIAL | CONFIDENTIAL | CAISO_Solar | 0 | solar | solar_2022_9 | 14% | 1 | CONFIDENTIAL | CONFIDENTIAL | ok | new_resolve | 1 | 0 | Greater_Imperial_Solar_NA_CONFIDENTIAL | 0 | 0 | 1 | 1 | 1 | 0 | 1 | 0 | 0 | 1
PCEA | Greater_Imperial_Solar | NA | 2022 | 10 | 3.6862 | CONFIDENTIAL | CONFIDENTIAL | planned_new |  | CONFIDENTIAL | CONFIDENTIAL | CAISO_Solar | 0 | solar | solar_2022_10 | 2% | 1 | CONFIDENTIAL | CONFIDENTIAL | ok | new_resolve | 1 | 0 | Greater_Imperial_Solar_NA_CONFIDENTIAL | 0 | 0 | 1 | 1 | 1 | 0 | 1 | 0 | 0 | 1
PCEA | Greater_Imperial_Solar | NA | 2022 | 11 | 2.633 | CONFIDENTIAL | CONFIDENTIAL | planned_new |  | CONFIDENTIAL | CONFIDENTIAL | CAISO_Solar | 0 | solar | solar_2022_11 | 2% | 1 | CONFIDENTIAL | CONFIDENTIAL | ok | new_resolve | 1 | 0 | Greater_Imperial_Solar_NA_CONFIDENTIAL | 0 | 0 | 1 | 1 | 1 | 0 | 1 | 0 | 0 | 1
PCEA | Greater_Imperial_Solar | NA | 2022 | 12 | 2.5763 | CONFIDENTIAL | CONFIDENTIAL | planned_new |  | CONFIDENTIAL | CONFIDENTIAL | CAISO_Solar | 0 | solar | solar_2022_12 | 0% | 1 | CONFIDENTIAL | CONFIDENTIAL | ok | new_resolve | 1 | 0 | Greater_Imperial_Solar_NA_CONFIDENTIAL | 0 | 0 | 1 | 1 | 1 | 0 | 1 | 0 | 0 | 1
PCEA | Greater_Imperial_Solar | NA | 2023 | 1 | 12.1596 | CONFIDENTIAL | CONFIDENTIAL | planned_new |  | CONFIDENTIAL | CONFIDENTIAL | CAISO_Solar | 0 | solar | solar_2023_1 | 4% | 1 | CONFIDENTIAL | CONFIDENTIAL | ok | new_resolve | 1 | 0 | Greater_Imperial_Solar_NA_CONFIDENTIAL | 0 | 0 | 1 | 1 | 1 | 0 | 1 | 0 | 0 | 1
PCEA | Greater_Imperial_Solar | NA | 2023 | 2 | 13.1739 | CONFIDENTIAL | CONFIDENTIAL | planned_new |  | CONFIDENTIAL | CONFIDENTIAL | CAISO_Solar | 0 | solar | solar_2023_2 | 3% | 1 | CONFIDENTIAL | CONFIDENTIAL | ok | new_resolve | 1 | 0 | Greater_Imperial_Solar_NA_CONFIDENTIAL | 0 | 0 | 1 | 1 | 1 | 0 | 1 | 0 | 0 | 1
PCEA | Greater_Imperial_Solar | NA | 2023 | 3 | 18.1803 | CONFIDENTIAL | CONFIDENTIAL | planned_new |  | CONFIDENTIAL | CONFIDENTIAL | CAISO_Solar | 0 | solar | solar_2023_3 | 18% | 1 | CONFIDENTIAL | CONFIDENTIAL | ok | new_resolve | 1 | 0 | Greater_Imperial_Solar_NA_CONFIDENTIAL | 0 | 0 | 1 | 1 | 1 | 0 | 1 | 0 | 0 | 1
PCEA | Greater_Imperial_Solar | NA | 2023 | 4 | 20.1214 | CONFIDENTIAL | CONFIDENTIAL | planned_new |  | CONFIDENTIAL | CONFIDENTIAL | CAISO_Solar | 0 | solar | solar_2023_4 | 15% | 1 | CONFIDENTIAL | CONFIDENTIAL | ok | new_resolve | 1 | 0 | Greater_Imperial_Solar_NA_CONFIDENTIAL | 0 | 0 | 1 | 1 | 1 | 0 | 1 | 0 | 0 | 1
PCEA | Greater_Imperial_Solar | NA | 2023 | 5 | 23.3547 | CONFIDENTIAL | CONFIDENTIAL | planned_new |  | CONFIDENTIAL | CONFIDENTIAL | CAISO_Solar | 0 | solar | solar_2023_5 | 16% | 1 | CONFIDENTIAL | CONFIDENTIAL | ok | new_resolve | 1 | 0 | Greater_Imperial_Solar_NA_CONFIDENTIAL | 0 | 0 | 1 | 1 | 1 | 0 | 1 | 0 | 0 | 1
PCEA | Greater_Imperial_Solar | NA | 2023 | 6 | 23.1286 | CONFIDENTIAL | CONFIDENTIAL | planned_new |  | CONFIDENTIAL | CONFIDENTIAL | CAISO_Solar | 0 | solar | solar_2023_6 | 31% | 1 | CONFIDENTIAL | CONFIDENTIAL | ok | new_resolve | 1 | 0 | Greater_Imperial_Solar_NA_CONFIDENTIAL | 0 | 0 | 1 | 1 | 1 | 0 | 1 | 0 | 0 | 1
PCEA | Greater_Imperial_Solar | NA | 2023 | 7 | 20.9086 | CONFIDENTIAL | CONFIDENTIAL | planned_new |  | CONFIDENTIAL | CONFIDENTIAL | CAISO_Solar | 0 | solar | solar_2023_7 | 39% | 1 | CONFIDENTIAL | CONFIDENTIAL | ok | new_resolve | 1 | 0 | Greater_Imperial_Solar_NA_CONFIDENTIAL | 0 | 0 | 1 | 1 | 1 | 0 | 1 | 0 | 0 | 1
PCEA | Greater_Imperial_Solar | NA | 2023 | 8 | 19.9454 | CONFIDENTIAL | CONFIDENTIAL | planned_new |  | CONFIDENTIAL | CONFIDENTIAL | CAISO_Solar | 0 | solar | solar_2023_8 | 27% | 1 | CONFIDENTIAL | CONFIDENTIAL | ok | new_resolve | 1 | 0 | Greater_Imperial_Solar_NA_CONFIDENTIAL | 0 | 0 | 1 | 1 | 1 | 0 | 1 | 0 | 0 | 1
PCEA | Greater_Imperial_Solar | NA | 2023 | 9 | 17.5298 | CONFIDENTIAL | CONFIDENTIAL | planned_new |  | CONFIDENTIAL | CONFIDENTIAL | CAISO_Solar | 0 | solar | solar_2023_9 | 14% | 1 | CONFIDENTIAL | CONFIDENTIAL | ok | new_resolve | 1 | 0 | Greater_Imperial_Solar_NA_CONFIDENTIAL | 0 | 0 | 1 | 1 | 1 | 0 | 1 | 0 | 0 | 1
PCEA | Greater_Imperial_Solar | NA | 2023 | 10 | 16.0583 | CONFIDENTIAL | CONFIDENTIAL | planned_new |  | CONFIDENTIAL | CONFIDENTIAL | CAISO_Solar | 0 | solar | solar_2023_10 | 2% | 1 | CONFIDENTIAL | CONFIDENTIAL | ok | new_resolve | 1 | 0 | Greater_Imperial_Solar_NA_CONFIDENTIAL | 0 | 0 | 1 | 1 | 1 | 0 | 1 | 0 | 0 | 1
PCEA | Greater_Imperial_Solar | NA | 2023 | 11 | 11.4703 | CONFIDENTIAL | CONFIDENTIAL | planned_new |  | CONFIDENTIAL | CONFIDENTIAL | CAISO_Solar | 0 | solar | solar_2023_11 | 2% | 1 | CONFIDENTIAL | CONFIDENTIAL | ok | new_resolve | 1 | 0 | Greater_Imperial_Solar_NA_CONFIDENTIAL | 0 | 0 | 1 | 1 | 1 | 0 | 1 | 0 | 0 | 1
PCEA | Greater_Imperial_Solar | NA | 2023 | 12 | 11.223 | CONFIDENTIAL | CONFIDENTIAL | planned_new |  | CONFIDENTIAL | CONFIDENTIAL | CAISO_Solar | 0 | solar | solar_2023_12 | 0% | 1 | CONFIDENTIAL | CONFIDENTIAL | ok | new_resolve | 1 | 0 | Greater_Imperial_Solar_NA_CONFIDENTIAL | 0 | 0 | 1 | 1 | 1 | 0 | 1 | 0 | 0 | 1
PCEA | Greater_Imperial_Solar | NA | 2024 | 1 | 21.528 | CONFIDENTIAL | CONFIDENTIAL | planned_new |  | CONFIDENTIAL | CONFIDENTIAL | CAISO_Solar | 0 | solar | solar_2024_1 | 3.475% | 1 | CONFIDENTIAL | CONFIDENTIAL | ok | new_resolve | 1 | 0 | Greater_Imperial_Solar_NA_CONFIDENTIAL | 0 | 0 | 1 | 1 | 1 | 0 | 1 | 0 | 0 | 1
PCEA | Greater_Imperial_Solar | NA | 2024 | 2 | 23.3236 | CONFIDENTIAL | CONFIDENTIAL | planned_new |  | CONFIDENTIAL | CONFIDENTIAL | CAISO_Solar | 0 | solar | solar_2024_2 | 2.606% | 1 | CONFIDENTIAL | CONFIDENTIAL | ok | new_resolve | 1 | 0 | Greater_Imperial_Solar_NA_CONFIDENTIAL | 0 | 0 | 1 | 1 | 1 | 0 | 1 | 0 | 0 | 1
PCEA | Greater_Imperial_Solar | NA | 2024 | 3 | 32.1872 | CONFIDENTIAL | CONFIDENTIAL | planned_new |  | CONFIDENTIAL | CONFIDENTIAL | CAISO_Solar | 0 | solar | solar_2024_3 | 15.64% | 1 | CONFIDENTIAL | CONFIDENTIAL | ok | new_resolve | 1 | 0 | Greater_Imperial_Solar_NA_CONFIDENTIAL | 0 | 0 | 1 | 1 | 1 | 0 | 1 | 0 | 0 | 1
PCEA | Greater_Imperial_Solar | NA | 2024 | 4 | 35.6239 | CONFIDENTIAL | CONFIDENTIAL | planned_new |  | CONFIDENTIAL | CONFIDENTIAL | CAISO_Solar | 0 | solar | solar_2024_4 | 13.03% | 1 | CONFIDENTIAL | CONFIDENTIAL | ok | new_resolve | 1 | 0 | Greater_Imperial_Solar_NA_CONFIDENTIAL | 0 | 0 | 1 | 1 | 1 | 0 | 1 | 0 | 0 | 1
PCEA | Greater_Imperial_Solar | NA | 2024 | 5 | 41.3482 | CONFIDENTIAL | CONFIDENTIAL | planned_new |  | CONFIDENTIAL | CONFIDENTIAL | CAISO_Solar | 0 | solar | solar_2024_5 | 13.9% | 1 | CONFIDENTIAL | CONFIDENTIAL | ok | new_resolve | 1 | 0 | Greater_Imperial_Solar_NA_CONFIDENTIAL | 0 | 0 | 1 | 1 | 1 | 0 | 1 | 0 | 0 | 1
PCEA | Greater_Imperial_Solar | NA | 2024 | 6 | 40.948 | CONFIDENTIAL | CONFIDENTIAL | planned_new |  | CONFIDENTIAL | CONFIDENTIAL | CAISO_Solar | 0 | solar | solar_2024_6 | 26.93% | 1 | CONFIDENTIAL | CONFIDENTIAL | ok | new_resolve | 1 | 0 | Greater_Imperial_Solar_NA_CONFIDENTIAL | 0 | 0 | 1 | 1 | 1 | 0 | 1 | 0 | 0 | 1
PCEA | Greater_Imperial_Solar | NA | 2024 | 7 | 37.0176 | CONFIDENTIAL | CONFIDENTIAL | planned_new |  | CONFIDENTIAL | CONFIDENTIAL | CAISO_Solar | 0 | solar | solar_2024_7 | 33.88% | 1 | CONFIDENTIAL | CONFIDENTIAL | ok | new_resolve | 1 | 0 | Greater_Imperial_Solar_NA_CONFIDENTIAL | 0 | 0 | 1 | 1 | 1 | 0 | 1 | 0 | 0 | 1
PCEA | Greater_Imperial_Solar | NA | 2024 | 8 | 35.3122 | CONFIDENTIAL | CONFIDENTIAL | planned_new |  | CONFIDENTIAL | CONFIDENTIAL | CAISO_Solar | 0 | solar | solar_2024_8 | 23.45% | 1 | CONFIDENTIAL | CONFIDENTIAL | ok | new_resolve | 1 | 0 | Greater_Imperial_Solar_NA_CONFIDENTIAL | 0 | 0 | 1 | 1 | 1 | 0 | 1 | 0 | 0 | 1
PCEA | Greater_Imperial_Solar | NA | 2024 | 9 | 31.0355 | CONFIDENTIAL | CONFIDENTIAL | planned_new |  | CONFIDENTIAL | CONFIDENTIAL | CAISO_Solar | 0 | solar | solar_2024_9 | 12.16% | 1 | CONFIDENTIAL | CONFIDENTIAL | ok | new_resolve | 1 | 0 | Greater_Imperial_Solar_NA_CONFIDENTIAL | 0 | 0 | 1 | 1 | 1 | 0 | 1 | 0 | 0 | 1
PCEA | Greater_Imperial_Solar | NA | 2024 | 10 | 28.4304 | CONFIDENTIAL | CONFIDENTIAL | planned_new |  | CONFIDENTIAL | CONFIDENTIAL | CAISO_Solar | 0 | solar | solar_2024_10 | 1.737% | 1 | CONFIDENTIAL | CONFIDENTIAL | ok | new_resolve | 1 | 0 | Greater_Imperial_Solar_NA_CONFIDENTIAL | 0 | 0 | 1 | 1 | 1 | 0 | 1 | 0 | 0 | 1
PCEA | Greater_Imperial_Solar | NA | 2024 | 11 | 20.3075 | CONFIDENTIAL | CONFIDENTIAL | planned_new |  | CONFIDENTIAL | CONFIDENTIAL | CAISO_Solar | 0 | solar | solar_2024_11 | 1.737% | 1 | CONFIDENTIAL | CONFIDENTIAL | ok | new_resolve | 1 | 0 | Greater_Imperial_Solar_NA_CONFIDENTIAL | 0 | 0 | 1 | 1 | 1 | 0 | 1 | 0 | 0 | 1
PCEA | Greater_Imperial_Solar | NA | 2024 | 12 | 19.8698 | CONFIDENTIAL | CONFIDENTIAL | planned_new |  | CONFIDENTIAL | CONFIDENTIAL | CAISO_Solar | 0 | solar | solar_2024_12 | 0% | 1 | CONFIDENTIAL | CONFIDENTIAL | ok | new_resolve | 1 | 0 | Greater_Imperial_Solar_NA_CONFIDENTIAL | 0 | 0 | 1 | 1 | 1 | 0 | 1 | 0 | 0 | 1
PCEA | Greater_Imperial_Solar | NA | 2025 | 1 | 30.8963 | CONFIDENTIAL | CONFIDENTIAL | planned_new |  | CONFIDENTIAL | CONFIDENTIAL | CAISO_Solar | 0 | solar | solar_2025_1 | 2.95% | 1 | CONFIDENTIAL | CONFIDENTIAL | ok | new_resolve | 1 | 0 | Greater_Imperial_Solar_NA_CONFIDENTIAL | 0 | 0 | 1 | 1 | 1 | 0 | 1 | 0 | 0 | 1
PCEA | Greater_Imperial_Solar | NA | 2025 | 2 | 33.4734 | CONFIDENTIAL | CONFIDENTIAL | planned_new |  | CONFIDENTIAL | CONFIDENTIAL | CAISO_Solar | 0 | solar | solar_2025_2 | 2.212% | 1 | CONFIDENTIAL | CONFIDENTIAL | ok | new_resolve | 1 | 0 | Greater_Imperial_Solar_NA_CONFIDENTIAL | 0 | 0 | 1 | 1 | 1 | 0 | 1 | 0 | 0 | 1
PCEA | Greater_Imperial_Solar | NA | 2025 | 3 | 46.1942 | CONFIDENTIAL | CONFIDENTIAL | planned_new |  | CONFIDENTIAL | CONFIDENTIAL | CAISO_Solar | 0 | solar | solar_2025_3 | 13.27% | 1 | CONFIDENTIAL | CONFIDENTIAL | ok | new_resolve | 1 | 0 | Greater_Imperial_Solar_NA_CONFIDENTIAL | 0 | 0 | 1 | 1 | 1 | 0 | 1 | 0 | 0 | 1
PCEA | Greater_Imperial_Solar | NA | 2025 | 4 | 51.1264 | CONFIDENTIAL | CONFIDENTIAL | planned_new |  | CONFIDENTIAL | CONFIDENTIAL | CAISO_Solar | 0 | solar | solar_2025_4 | 11.06% | 1 | CONFIDENTIAL | CONFIDENTIAL | ok | new_resolve | 1 | 0 | Greater_Imperial_Solar_NA_CONFIDENTIAL | 0 | 0 | 1 | 1 | 1 | 0 | 1 | 0 | 0 | 1
PCEA | Greater_Imperial_Solar | NA | 2025 | 5 | 59.3417 | CONFIDENTIAL | CONFIDENTIAL | planned_new |  | CONFIDENTIAL | CONFIDENTIAL | CAISO_Solar | 0 | solar | solar_2025_5 | 11.8% | 1 | CONFIDENTIAL | CONFIDENTIAL | ok | new_resolve | 1 | 0 | Greater_Imperial_Solar_NA_CONFIDENTIAL | 0 | 0 | 1 | 1 | 1 | 0 | 1 | 0 | 0 | 1
PCEA | Greater_Imperial_Solar | NA | 2025 | 6 | 58.7674 | CONFIDENTIAL | CONFIDENTIAL | planned_new |  | CONFIDENTIAL | CONFIDENTIAL | CAISO_Solar | 0 | solar | solar_2025_6 | 22.86% | 1 | CONFIDENTIAL | CONFIDENTIAL | ok | new_resolve | 1 | 0 | Greater_Imperial_Solar_NA_CONFIDENTIAL | 0 | 0 | 1 | 1 | 1 | 0 | 1 | 0 | 0 | 1
PCEA | Greater_Imperial_Solar | NA | 2025 | 7 | 53.1266 | CONFIDENTIAL | CONFIDENTIAL | planned_new |  | CONFIDENTIAL | CONFIDENTIAL | CAISO_Solar | 0 | solar | solar_2025_7 | 28.76% | 1 | CONFIDENTIAL | CONFIDENTIAL | ok | new_resolve | 1 | 0 | Greater_Imperial_Solar_NA_CONFIDENTIAL | 0 | 0 | 1 | 1 | 1 | 0 | 1 | 0 | 0 | 1
PCEA | Greater_Imperial_Solar | NA | 2025 | 8 | 50.679 | CONFIDENTIAL | CONFIDENTIAL | planned_new |  | CONFIDENTIAL | CONFIDENTIAL | CAISO_Solar | 0 | solar | solar_2025_8 | 19.91% | 1 | CONFIDENTIAL | CONFIDENTIAL | ok | new_resolve | 1 | 0 | Greater_Imperial_Solar_NA_CONFIDENTIAL | 0 | 0 | 1 | 1 | 1 | 0 | 1 | 0 | 0 | 1
PCEA | Greater_Imperial_Solar | NA | 2025 | 9 | 44.5412 | CONFIDENTIAL | CONFIDENTIAL | planned_new |  | CONFIDENTIAL | CONFIDENTIAL | CAISO_Solar | 0 | solar | solar_2025_9 | 10.32% | 1 | CONFIDENTIAL | CONFIDENTIAL | ok | new_resolve | 1 | 0 | Greater_Imperial_Solar_NA_CONFIDENTIAL | 0 | 0 | 1 | 1 | 1 | 0 | 1 | 0 | 0 | 1
PCEA | Greater_Imperial_Solar | NA | 2025 | 10 | 40.8025 | CONFIDENTIAL | CONFIDENTIAL | planned_new |  | CONFIDENTIAL | CONFIDENTIAL | CAISO_Solar | 0 | solar | solar_2025_10 | 1.475% | 1 | CONFIDENTIAL | CONFIDENTIAL | ok | new_resolve | 1 | 0 | Greater_Imperial_Solar_NA_CONFIDENTIAL | 0 | 0 | 1 | 1 | 1 | 0 | 1 | 0 | 0 | 1
PCEA | Greater_Imperial_Solar | NA | 2025 | 11 | 29.1447 | CONFIDENTIAL | CONFIDENTIAL | planned_new |  | CONFIDENTIAL | CONFIDENTIAL | CAISO_Solar | 0 | solar | solar_2025_11 | 1.475% | 1 | CONFIDENTIAL | CONFIDENTIAL | ok | new_resolve | 1 | 0 | Greater_Imperial_Solar_NA_CONFIDENTIAL | 0 | 0 | 1 | 1 | 1 | 0 | 1 | 0 | 0 | 1
PCEA | Greater_Imperial_Solar | NA | 2025 | 12 | 28.5165 | CONFIDENTIAL | CONFIDENTIAL | planned_new |  | CONFIDENTIAL | CONFIDENTIAL | CAISO_Solar | 0 | solar | solar_2025_12 | 0% | 1 | CONFIDENTIAL | CONFIDENTIAL | ok | new_resolve | 1 | 0 | Greater_Imperial_Solar_NA_CONFIDENTIAL | 0 | 0 | 1 | 1 | 1 | 0 | 1 | 0 | 0 | 1
PCEA | Greater_Imperial_Solar | NA | 2026 | 1 | 30.8963 | CONFIDENTIAL | CONFIDENTIAL | planned_new |  | CONFIDENTIAL | CONFIDENTIAL | CAISO_Solar | 0 | solar | solar_2026_1 | 2.424% | 1 | CONFIDENTIAL | CONFIDENTIAL | ok | new_resolve | 1 | 0 | Greater_Imperial_Solar_NA_CONFIDENTIAL | 0 | 0 | 1 | 1 | 1 | 0 | 1 | 0 | 0 | 1
PCEA | Greater_Imperial_Solar | NA | 2026 | 2 | 33.4734 | CONFIDENTIAL | CONFIDENTIAL | planned_new |  | CONFIDENTIAL | CONFIDENTIAL | CAISO_Solar | 0 | solar | solar_2026_2 | 1.818% | 1 | CONFIDENTIAL | CONFIDENTIAL | ok | new_resolve | 1 | 0 | Greater_Imperial_Solar_NA_CONFIDENTIAL | 0 | 0 | 1 | 1 | 1 | 0 | 1 | 0 | 0 | 1
PCEA | Greater_Imperial_Solar | NA | 2026 | 3 | 46.1942 | CONFIDENTIAL | CONFIDENTIAL | planned_new |  | CONFIDENTIAL | CONFIDENTIAL | CAISO_Solar | 0 | solar | solar_2026_3 | 10.91% | 1 | CONFIDENTIAL | CONFIDENTIAL | ok | new_resolve | 1 | 0 | Greater_Imperial_Solar_NA_CONFIDENTIAL | 0 | 0 | 1 | 1 | 1 | 0 | 1 | 0 | 0 | 1
PCEA | Greater_Imperial_Solar | NA | 2026 | 4 | 51.1264 | CONFIDENTIAL | CONFIDENTIAL | planned_new |  | CONFIDENTIAL | CONFIDENTIAL | CAISO_Solar | 0 | solar | solar_2026_4 | 9.091% | 1 | CONFIDENTIAL | CONFIDENTIAL | ok | new_resolve | 1 | 0 | Greater_Imperial_Solar_NA_CONFIDENTIAL | 0 | 0 | 1 | 1 | 1 | 0 | 1 | 0 | 0 | 1
PCEA | Greater_Imperial_Solar | NA | 2026 | 5 | 59.3417 | CONFIDENTIAL | CONFIDENTIAL | planned_new |  | CONFIDENTIAL | CONFIDENTIAL | CAISO_Solar | 0 | solar | solar_2026_5 | 9.697% | 1 | CONFIDENTIAL | CONFIDENTIAL | ok | new_resolve | 1 | 0 | Greater_Imperial_Solar_NA_CONFIDENTIAL | 0 | 0 | 1 | 1 | 1 | 0 | 1 | 0 | 0 | 1
PCEA | Greater_Imperial_Solar | NA | 2026 | 6 | 58.7674 | CONFIDENTIAL | CONFIDENTIAL | planned_new |  | CONFIDENTIAL | CONFIDENTIAL | CAISO_Solar | 0 | solar | solar_2026_6 | 18.79% | 1 | CONFIDENTIAL | CONFIDENTIAL | ok | new_resolve | 1 | 0 | Greater_Imperial_Solar_NA_CONFIDENTIAL | 0 | 0 | 1 | 1 | 1 | 0 | 1 | 0 | 0 | 1
PCEA | Greater_Imperial_Solar | NA | 2026 | 7 | 53.1266 | CONFIDENTIAL | CONFIDENTIAL | planned_new |  | CONFIDENTIAL | CONFIDENTIAL | CAISO_Solar | 0 | solar | solar_2026_7 | 23.64% | 1 | CONFIDENTIAL | CONFIDENTIAL | ok | new_resolve | 1 | 0 | Greater_Imperial_Solar_NA_CONFIDENTIAL | 0 | 0 | 1 | 1 | 1 | 0 | 1 | 0 | 0 | 1
PCEA | Greater_Imperial_Solar | NA | 2026 | 8 | 50.679 | CONFIDENTIAL | CONFIDENTIAL | planned_new |  | CONFIDENTIAL | CONFIDENTIAL | CAISO_Solar | 0 | solar | solar_2026_8 | 16.36% | 1 | CONFIDENTIAL | CONFIDENTIAL | ok | new_resolve | 1 | 0 | Greater_Imperial_Solar_NA_CONFIDENTIAL | 0 | 0 | 1 | 1 | 1 | 0 | 1 | 0 | 0 | 1
PCEA | Greater_Imperial_Solar | NA | 2026 | 9 | 44.5412 | CONFIDENTIAL | CONFIDENTIAL | planned_new |  | CONFIDENTIAL | CONFIDENTIAL | CAISO_Solar | 0 | solar | solar_2026_9 | 8.485% | 1 | CONFIDENTIAL | CONFIDENTIAL | ok | new_resolve | 1 | 0 | Greater_Imperial_Solar_NA_CONFIDENTIAL | 0 | 0 | 1 | 1 | 1 | 0 | 1 | 0 | 0 | 1
PCEA | Greater_Imperial_Solar | NA | 2026 | 10 | 40.8025 | CONFIDENTIAL | CONFIDENTIAL | planned_new |  | CONFIDENTIAL | CONFIDENTIAL | CAISO_Solar | 0 | solar | solar_2026_10 | 1.212% | 1 | CONFIDENTIAL | CONFIDENTIAL | ok | new_resolve | 1 | 0 | Greater_Imperial_Solar_NA_CONFIDENTIAL | 0 | 0 | 1 | 1 | 1 | 0 | 1 | 0 | 0 | 1
PCEA | Greater_Imperial_Solar | NA | 2026 | 11 | 29.1447 | CONFIDENTIAL | CONFIDENTIAL | planned_new |  | CONFIDENTIAL | CONFIDENTIAL | CAISO_Solar | 0 | solar | solar_2026_11 | 1.212% | 1 | CONFIDENTIAL | CONFIDENTIAL | ok | new_resolve | 1 | 0 | Greater_Imperial_Solar_NA_CONFIDENTIAL | 0 | 0 | 1 | 1 | 1 | 0 | 1 | 0 | 0 | 1
PCEA | Greater_Imperial_Solar | NA | 2026 | 12 | 28.5165 | CONFIDENTIAL | CONFIDENTIAL | planned_new |  | CONFIDENTIAL | CONFIDENTIAL | CAISO_Solar | 0 | solar | solar_2026_12 | 0% | 1 | CONFIDENTIAL | CONFIDENTIAL | ok | new_resolve | 1 | 0 | Greater_Imperial_Solar_NA_CONFIDENTIAL | 0 | 0 | 1 | 1 | 1 | 0 | 1 | 0 | 0 | 1
PCEA | Greater_Imperial_Solar | NA | 2027 | 1 | 30.8963 | CONFIDENTIAL | CONFIDENTIAL | planned_new |  | CONFIDENTIAL | CONFIDENTIAL | CAISO_Solar | 0 | solar | solar_2027_1 | 2.15% | 1 | CONFIDENTIAL | CONFIDENTIAL | ok | new_resolve | 1 | 0 | Greater_Imperial_Solar_NA_CONFIDENTIAL | 0 | 0 | 1 | 1 | 1 | 0 | 1 | 0 | 0 | 1
PCEA | Greater_Imperial_Solar | NA | 2027 | 2 | 33.4734 | CONFIDENTIAL | CONFIDENTIAL | planned_new |  | CONFIDENTIAL | CONFIDENTIAL | CAISO_Solar | 0 | solar | solar_2027_2 | 1.612% | 1 | CONFIDENTIAL | CONFIDENTIAL | ok | new_resolve | 1 | 0 | Greater_Imperial_Solar_NA_CONFIDENTIAL | 0 | 0 | 1 | 1 | 1 | 0 | 1 | 0 | 0 | 1
PCEA | Greater_Imperial_Solar | NA | 2027 | 3 | 46.1942 | CONFIDENTIAL | CONFIDENTIAL | planned_new |  | CONFIDENTIAL | CONFIDENTIAL | CAISO_Solar | 0 | solar | solar_2027_3 | 9.674% | 1 | CONFIDENTIAL | CONFIDENTIAL | ok | new_resolve | 1 | 0 | Greater_Imperial_Solar_NA_CONFIDENTIAL | 0 | 0 | 1 | 1 | 1 | 0 | 1 | 0 | 0 | 1
PCEA | Greater_Imperial_Solar | NA | 2027 | 4 | 51.1264 | CONFIDENTIAL | CONFIDENTIAL | planned_new |  | CONFIDENTIAL | CONFIDENTIAL | CAISO_Solar | 0 | solar | solar_2027_4 | 8.062% | 1 | CONFIDENTIAL | CONFIDENTIAL | ok | new_resolve | 1 | 0 | Greater_Imperial_Solar_NA_CONFIDENTIAL | 0 | 0 | 1 | 1 | 1 | 0 | 1 | 0 | 0 | 1
PCEA | Greater_Imperial_Solar | NA | 2027 | 5 | 59.3417 | CONFIDENTIAL | CONFIDENTIAL | planned_new |  | CONFIDENTIAL | CONFIDENTIAL | CAISO_Solar | 0 | solar | solar_2027_5 | 8.599% | 1 | CONFIDENTIAL | CONFIDENTIAL | ok | new_resolve | 1 | 0 | Greater_Imperial_Solar_NA_CONFIDENTIAL | 0 | 0 | 1 | 1 | 1 | 0 | 1 | 0 | 0 | 1
PCEA | Greater_Imperial_Solar | NA | 2027 | 6 | 58.7674 | CONFIDENTIAL | CONFIDENTIAL | planned_new |  | CONFIDENTIAL | CONFIDENTIAL | CAISO_Solar | 0 | solar | solar_2027_6 | 16.66% | 1 | CONFIDENTIAL | CONFIDENTIAL | ok | new_resolve | 1 | 0 | Greater_Imperial_Solar_NA_CONFIDENTIAL | 0 | 0 | 1 | 1 | 1 | 0 | 1 | 0 | 0 | 1
PCEA | Greater_Imperial_Solar | NA | 2027 | 7 | 53.1266 | CONFIDENTIAL | CONFIDENTIAL | planned_new |  | CONFIDENTIAL | CONFIDENTIAL | CAISO_Solar | 0 | solar | solar_2027_7 | 20.96% | 1 | CONFIDENTIAL | CONFIDENTIAL | ok | new_resolve | 1 | 0 | Greater_Imperial_Solar_NA_CONFIDENTIAL | 0 | 0 | 1 | 1 | 1 | 0 | 1 | 0 | 0 | 1
PCEA | Greater_Imperial_Solar | NA | 2027 | 8 | 50.679 | CONFIDENTIAL | CONFIDENTIAL | planned_new |  | CONFIDENTIAL | CONFIDENTIAL | CAISO_Solar | 0 | solar | solar_2027_8 | 14.51% | 1 | CONFIDENTIAL | CONFIDENTIAL | ok | new_resolve | 1 | 0 | Greater_Imperial_Solar_NA_CONFIDENTIAL | 0 | 0 | 1 | 1 | 1 | 0 | 1 | 0 | 0 | 1
PCEA | Greater_Imperial_Solar | NA | 2027 | 9 | 44.5412 | CONFIDENTIAL | CONFIDENTIAL | planned_new |  | CONFIDENTIAL | CONFIDENTIAL | CAISO_Solar | 0 | solar | solar_2027_9 | 7.524% | 1 | CONFIDENTIAL | CONFIDENTIAL | ok | new_resolve | 1 | 0 | Greater_Imperial_Solar_NA_CONFIDENTIAL | 0 | 0 | 1 | 1 | 1 | 0 | 1 | 0 | 0 | 1
PCEA | Greater_Imperial_Solar | NA | 2027 | 10 | 40.8025 | CONFIDENTIAL | CONFIDENTIAL | planned_new |  | CONFIDENTIAL | CONFIDENTIAL | CAISO_Solar | 0 | solar | solar_2027_10 | 1.075% | 1 | CONFIDENTIAL | CONFIDENTIAL | ok | new_resolve | 1 | 0 | Greater_Imperial_Solar_NA_CONFIDENTIAL | 0 | 0 | 1 | 1 | 1 | 0 | 1 | 0 | 0 | 1
PCEA | Greater_Imperial_Solar | NA | 2027 | 11 | 29.1447 | CONFIDENTIAL | CONFIDENTIAL | planned_new |  | CONFIDENTIAL | CONFIDENTIAL | CAISO_Solar | 0 | solar | solar_2027_11 | 1.075% | 1 | CONFIDENTIAL | CONFIDENTIAL | ok | new_resolve | 1 | 0 | Greater_Imperial_Solar_NA_CONFIDENTIAL | 0 | 0 | 1 | 1 | 1 | 0 | 1 | 0 | 0 | 1
PCEA | Greater_Imperial_Solar | NA | 2027 | 12 | 28.5165 | CONFIDENTIAL | CONFIDENTIAL | planned_new |  | CONFIDENTIAL | CONFIDENTIAL | CAISO_Solar | 0 | solar | solar_2027_12 | 0% | 1 | CONFIDENTIAL | CONFIDENTIAL | ok | new_resolve | 1 | 0 | Greater_Imperial_Solar_NA_CONFIDENTIAL | 0 | 0 | 1 | 1 | 1 | 0 | 1 | 0 | 0 | 1
PCEA | Greater_Imperial_Solar | NA | 2028 | 1 | 30.8963 | CONFIDENTIAL | CONFIDENTIAL | planned_new |  | CONFIDENTIAL | CONFIDENTIAL | CAISO_Solar | 0 | solar | solar_2028_1 | 1.875% | 1 | CONFIDENTIAL | CONFIDENTIAL | ok | new_resolve | 1 | 0 | Greater_Imperial_Solar_NA_CONFIDENTIAL | 0 | 0 | 1 | 1 | 1 | 0 | 1 | 0 | 0 | 1
PCEA | Greater_Imperial_Solar | NA | 2028 | 2 | 33.4734 | CONFIDENTIAL | CONFIDENTIAL | planned_new |  | CONFIDENTIAL | CONFIDENTIAL | CAISO_Solar | 0 | solar | solar_2028_2 | 1.406% | 1 | CONFIDENTIAL | CONFIDENTIAL | ok | new_resolve | 1 | 0 | Greater_Imperial_Solar_NA_CONFIDENTIAL | 0 | 0 | 1 | 1 | 1 | 0 | 1 | 0 | 0 | 1
PCEA | Greater_Imperial_Solar | NA | 2028 | 3 | 46.1942 | CONFIDENTIAL | CONFIDENTIAL | planned_new |  | CONFIDENTIAL | CONFIDENTIAL | CAISO_Solar | 0 | solar | solar_2028_3 | 8.439% | 1 | CONFIDENTIAL | CONFIDENTIAL | ok | new_resolve | 1 | 0 | Greater_Imperial_Solar_NA_CONFIDENTIAL | 0 | 0 | 1 | 1 | 1 | 0 | 1 | 0 | 0 | 1
PCEA | Greater_Imperial_Solar | NA | 2028 | 4 | 51.1264 | CONFIDENTIAL | CONFIDENTIAL | planned_new |  | CONFIDENTIAL | CONFIDENTIAL | CAISO_Solar | 0 | solar | solar_2028_4 | 7.032% | 1 | CONFIDENTIAL | CONFIDENTIAL | ok | new_resolve | 1 | 0 | Greater_Imperial_Solar_NA_CONFIDENTIAL | 0 | 0 | 1 | 1 | 1 | 0 | 1 | 0 | 0 | 1
PCEA | Greater_Imperial_Solar | NA | 2028 | 5 | 59.3417 | CONFIDENTIAL | CONFIDENTIAL | planned_new |  | CONFIDENTIAL | CONFIDENTIAL | CAISO_Solar | 0 | solar | solar_2028_5 | 7.501% | 1 | CONFIDENTIAL | CONFIDENTIAL | ok | new_resolve | 1 | 0 | Greater_Imperial_Solar_NA_CONFIDENTIAL | 0 | 0 | 1 | 1 | 1 | 0 | 1 | 0 | 0 | 1
PCEA | Greater_Imperial_Solar | NA | 2028 | 6 | 58.7674 | CONFIDENTIAL | CONFIDENTIAL | planned_new |  | CONFIDENTIAL | CONFIDENTIAL | CAISO_Solar | 0 | solar | solar_2028_6 | 14.53% | 1 | CONFIDENTIAL | CONFIDENTIAL | ok | new_resolve | 1 | 0 | Greater_Imperial_Solar_NA_CONFIDENTIAL | 0 | 0 | 1 | 1 | 1 | 0 | 1 | 0 | 0 | 1
PCEA | Greater_Imperial_Solar | NA | 2028 | 7 | 53.1266 | CONFIDENTIAL | CONFIDENTIAL | planned_new |  | CONFIDENTIAL | CONFIDENTIAL | CAISO_Solar | 0 | solar | solar_2028_7 | 18.28% | 1 | CONFIDENTIAL | CONFIDENTIAL | ok | new_resolve | 1 | 0 | Greater_Imperial_Solar_NA_CONFIDENTIAL | 0 | 0 | 1 | 1 | 1 | 0 | 1 | 0 | 0 | 1
PCEA | Greater_Imperial_Solar | NA | 2028 | 8 | 50.679 | CONFIDENTIAL | CONFIDENTIAL | planned_new |  | CONFIDENTIAL | CONFIDENTIAL | CAISO_Solar | 0 | solar | solar_2028_8 | 12.66% | 1 | CONFIDENTIAL | CONFIDENTIAL | ok | new_resolve | 1 | 0 | Greater_Imperial_Solar_NA_CONFIDENTIAL | 0 | 0 | 1 | 1 | 1 | 0 | 1 | 0 | 0 | 1
PCEA | Greater_Imperial_Solar | NA | 2028 | 9 | 44.5412 | CONFIDENTIAL | CONFIDENTIAL | planned_new |  | CONFIDENTIAL | CONFIDENTIAL | CAISO_Solar | 0 | solar | solar_2028_9 | 6.563% | 1 | CONFIDENTIAL | CONFIDENTIAL | ok | new_resolve | 1 | 0 | Greater_Imperial_Solar_NA_CONFIDENTIAL | 0 | 0 | 1 | 1 | 1 | 0 | 1 | 0 | 0 | 1
PCEA | Greater_Imperial_Solar | NA | 2028 | 10 | 40.8025 | CONFIDENTIAL | CONFIDENTIAL | planned_new |  | CONFIDENTIAL | CONFIDENTIAL | CAISO_Solar | 0 | solar | solar_2028_10 | 0.9376% | 1 | CONFIDENTIAL | CONFIDENTIAL | ok | new_resolve | 1 | 0 | Greater_Imperial_Solar_NA_CONFIDENTIAL | 0 | 0 | 1 | 1 | 1 | 0 | 1 | 0 | 0 | 1
PCEA | Greater_Imperial_Solar | NA | 2028 | 11 | 29.1447 | CONFIDENTIAL | CONFIDENTIAL | planned_new |  | CONFIDENTIAL | CONFIDENTIAL | CAISO_Solar | 0 | solar | solar_2028_11 | 0.9376% | 1 | CONFIDENTIAL | CONFIDENTIAL | ok | new_resolve | 1 | 0 | Greater_Imperial_Solar_NA_CONFIDENTIAL | 0 | 0 | 1 | 1 | 1 | 0 | 1 | 0 | 0 | 1
PCEA | Greater_Imperial_Solar | NA | 2028 | 12 | 28.5165 | CONFIDENTIAL | CONFIDENTIAL | planned_new |  | CONFIDENTIAL | CONFIDENTIAL | CAISO_Solar | 0 | solar | solar_2028_12 | 0% | 1 | CONFIDENTIAL | CONFIDENTIAL | ok | new_resolve | 1 | 0 | Greater_Imperial_Solar_NA_CONFIDENTIAL | 0 | 0 | 1 | 1 | 1 | 0 | 1 | 0 | 0 | 1
PCEA | Greater_Imperial_Solar | NA | 2029 | 1 | 30.8963 | CONFIDENTIAL | CONFIDENTIAL | planned_new |  | CONFIDENTIAL | CONFIDENTIAL | CAISO_Solar | 0 | solar | solar_2029_1 | 1.601% | 1 | CONFIDENTIAL | CONFIDENTIAL | ok | new_resolve | 1 | 0 | Greater_Imperial_Solar_NA_CONFIDENTIAL | 0 | 0 | 1 | 1 | 1 | 0 | 1 | 0 | 0 | 1
PCEA | Greater_Imperial_Solar | NA | 2029 | 2 | 33.4734 | CONFIDENTIAL | CONFIDENTIAL | planned_new |  | CONFIDENTIAL | CONFIDENTIAL | CAISO_Solar | 0 | solar | solar_2029_2 | 1.201% | 1 | CONFIDENTIAL | CONFIDENTIAL | ok | new_resolve | 1 | 0 | Greater_Imperial_Solar_NA_CONFIDENTIAL | 0 | 0 | 1 | 1 | 1 | 0 | 1 | 0 | 0 | 1
PCEA | Greater_Imperial_Solar | NA | 2029 | 3 | 46.1942 | CONFIDENTIAL | CONFIDENTIAL | planned_new |  | CONFIDENTIAL | CONFIDENTIAL | CAISO_Solar | 0 | solar | solar_2029_3 | 7.204% | 1 | CONFIDENTIAL | CONFIDENTIAL | ok | new_resolve | 1 | 0 | Greater_Imperial_Solar_NA_CONFIDENTIAL | 0 | 0 | 1 | 1 | 1 | 0 | 1 | 0 | 0 | 1
PCEA | Greater_Imperial_Solar | NA | 2029 | 4 | 51.1264 | CONFIDENTIAL | CONFIDENTIAL | planned_new |  | CONFIDENTIAL | CONFIDENTIAL | CAISO_Solar | 0 | solar | solar_2029_4 | 6.003% | 1 | CONFIDENTIAL | CONFIDENTIAL | ok | new_resolve | 1 | 0 | Greater_Imperial_Solar_NA_CONFIDENTIAL | 0 | 0 | 1 | 1 | 1 | 0 | 1 | 0 | 0 | 1
PCEA | Greater_Imperial_Solar | NA | 2029 | 5 | 59.3417 | CONFIDENTIAL | CONFIDENTIAL | planned_new |  | CONFIDENTIAL | CONFIDENTIAL | CAISO_Solar | 0 | solar | solar_2029_5 | 6.403% | 1 | CONFIDENTIAL | CONFIDENTIAL | ok | new_resolve | 1 | 0 | Greater_Imperial_Solar_NA_CONFIDENTIAL | 0 | 0 | 1 | 1 | 1 | 0 | 1 | 0 | 0 | 1
PCEA | Greater_Imperial_Solar | NA | 2029 | 6 | 58.7674 | CONFIDENTIAL | CONFIDENTIAL | planned_new |  | CONFIDENTIAL | CONFIDENTIAL | CAISO_Solar | 0 | solar | solar_2029_6 | 12.41% | 1 | CONFIDENTIAL | CONFIDENTIAL | ok | new_resolve | 1 | 0 | Greater_Imperial_Solar_NA_CONFIDENTIAL | 0 | 0 | 1 | 1 | 1 | 0 | 1 | 0 | 0 | 1
PCEA | Greater_Imperial_Solar | NA | 2029 | 7 | 53.1266 | CONFIDENTIAL | CONFIDENTIAL | planned_new |  | CONFIDENTIAL | CONFIDENTIAL | CAISO_Solar | 0 | solar | solar_2029_7 | 15.61% | 1 | CONFIDENTIAL | CONFIDENTIAL | ok | new_resolve | 1 | 0 | Greater_Imperial_Solar_NA_CONFIDENTIAL | 0 | 0 | 1 | 1 | 1 | 0 | 1 | 0 | 0 | 1
PCEA | Greater_Imperial_Solar | NA | 2029 | 8 | 50.679 | CONFIDENTIAL | CONFIDENTIAL | planned_new |  | CONFIDENTIAL | CONFIDENTIAL | CAISO_Solar | 0 | solar | solar_2029_8 | 10.81% | 1 | CONFIDENTIAL | CONFIDENTIAL | ok | new_resolve | 1 | 0 | Greater_Imperial_Solar_NA_CONFIDENTIAL | 0 | 0 | 1 | 1 | 1 | 0 | 1 | 0 | 0 | 1
PCEA | Greater_Imperial_Solar | NA | 2029 | 9 | 44.5412 | CONFIDENTIAL | CONFIDENTIAL | planned_new |  | CONFIDENTIAL | CONFIDENTIAL | CAISO_Solar | 0 | solar | solar_2029_9 | 5.603% | 1 | CONFIDENTIAL | CONFIDENTIAL | ok | new_resolve | 1 | 0 | Greater_Imperial_Solar_NA_CONFIDENTIAL | 0 | 0 | 1 | 1 | 1 | 0 | 1 | 0 | 0 | 1
PCEA | Greater_Imperial_Solar | NA | 2029 | 10 | 40.8025 | CONFIDENTIAL | CONFIDENTIAL | planned_new |  | CONFIDENTIAL | CONFIDENTIAL | CAISO_Solar | 0 | solar | solar_2029_10 | 0.8004% | 1 | CONFIDENTIAL | CONFIDENTIAL | ok | new_resolve | 1 | 0 | Greater_Imperial_Solar_NA_CONFIDENTIAL | 0 | 0 | 1 | 1 | 1 | 0 | 1 | 0 | 0 | 1
PCEA | Greater_Imperial_Solar | NA | 2029 | 11 | 29.1447 | CONFIDENTIAL | CONFIDENTIAL | planned_new |  | CONFIDENTIAL | CONFIDENTIAL | CAISO_Solar | 0 | solar | solar_2029_11 | 0.8004% | 1 | CONFIDENTIAL | CONFIDENTIAL | ok | new_resolve | 1 | 0 | Greater_Imperial_Solar_NA_CONFIDENTIAL | 0 | 0 | 1 | 1 | 1 | 0 | 1 | 0 | 0 | 1
PCEA | Greater_Imperial_Solar | NA | 2029 | 12 | 28.5165 | CONFIDENTIAL | CONFIDENTIAL | planned_new |  | CONFIDENTIAL | CONFIDENTIAL | CAISO_Solar | 0 | solar | solar_2029_12 | 0% | 1 | CONFIDENTIAL | CONFIDENTIAL | ok | new_resolve | 1 | 0 | Greater_Imperial_Solar_NA_CONFIDENTIAL | 0 | 0 | 1 | 1 | 1 | 0 | 1 | 0 | 0 | 1
PCEA | Greater_Imperial_Solar | NA | 2030 | 1 | 30.8963 | CONFIDENTIAL | CONFIDENTIAL | planned_new |  | CONFIDENTIAL | CONFIDENTIAL | CAISO_Solar | 0 | solar | solar_2030_1 | 1.326% | 1 | CONFIDENTIAL | CONFIDENTIAL | ok | new_resolve | 1 | 0 | Greater_Imperial_Solar_NA_CONFIDENTIAL | 0 | 0 | 1 | 1 | 1 | 0 | 1 | 0 | 0 | 1
PCEA | Greater_Imperial_Solar | NA | 2030 | 2 | 33.4734 | CONFIDENTIAL | CONFIDENTIAL | planned_new |  | CONFIDENTIAL | CONFIDENTIAL | CAISO_Solar | 0 | solar | solar_2030_2 | 0.9947% | 1 | CONFIDENTIAL | CONFIDENTIAL | ok | new_resolve | 1 | 0 | Greater_Imperial_Solar_NA_CONFIDENTIAL | 0 | 0 | 1 | 1 | 1 | 0 | 1 | 0 | 0 | 1
PCEA | Greater_Imperial_Solar | NA | 2030 | 3 | 46.1942 | CONFIDENTIAL | CONFIDENTIAL | planned_new |  | CONFIDENTIAL | CONFIDENTIAL | CAISO_Solar | 0 | solar | solar_2030_3 | 5.968% | 1 | CONFIDENTIAL | CONFIDENTIAL | ok | new_resolve | 1 | 0 | Greater_Imperial_Solar_NA_CONFIDENTIAL | 0 | 0 | 1 | 1 | 1 | 0 | 1 | 0 | 0 | 1
PCEA | Greater_Imperial_Solar | NA | 2030 | 4 | 51.1264 | CONFIDENTIAL | CONFIDENTIAL | planned_new |  | CONFIDENTIAL | CONFIDENTIAL | CAISO_Solar | 0 | solar | solar_2030_4 | 4.974% | 1 | CONFIDENTIAL | CONFIDENTIAL | ok | new_resolve | 1 | 0 | Greater_Imperial_Solar_NA_CONFIDENTIAL | 0 | 0 | 1 | 1 | 1 | 0 | 1 | 0 | 0 | 1
PCEA | Greater_Imperial_Solar | NA | 2030 | 5 | 59.3417 | CONFIDENTIAL | CONFIDENTIAL | planned_new |  | CONFIDENTIAL | CONFIDENTIAL | CAISO_Solar | 0 | solar | solar_2030_5 | 5.305% | 1 | CONFIDENTIAL | CONFIDENTIAL | ok | new_resolve | 1 | 0 | Greater_Imperial_Solar_NA_CONFIDENTIAL | 0 | 0 | 1 | 1 | 1 | 0 | 1 | 0 | 0 | 1
PCEA | Greater_Imperial_Solar | NA | 2030 | 6 | 58.7674 | CONFIDENTIAL | CONFIDENTIAL | planned_new |  | CONFIDENTIAL | CONFIDENTIAL | CAISO_Solar | 0 | solar | solar_2030_6 | 10.28% | 1 | CONFIDENTIAL | CONFIDENTIAL | ok | new_resolve | 1 | 0 | Greater_Imperial_Solar_NA_CONFIDENTIAL | 0 | 0 | 1 | 1 | 1 | 0 | 1 | 0 | 0 | 1
PCEA | Greater_Imperial_Solar | NA | 2030 | 7 | 53.1266 | CONFIDENTIAL | CONFIDENTIAL | planned_new |  | CONFIDENTIAL | CONFIDENTIAL | CAISO_Solar | 0 | solar | solar_2030_7 | 12.93% | 1 | CONFIDENTIAL | CONFIDENTIAL | ok | new_resolve | 1 | 0 | Greater_Imperial_Solar_NA_CONFIDENTIAL | 0 | 0 | 1 | 1 | 1 | 0 | 1 | 0 | 0 | 1
PCEA | Greater_Imperial_Solar | NA | 2030 | 8 | 50.679 | CONFIDENTIAL | CONFIDENTIAL | planned_new |  | CONFIDENTIAL | CONFIDENTIAL | CAISO_Solar | 0 | solar | solar_2030_8 | 8.953% | 1 | CONFIDENTIAL | CONFIDENTIAL | ok | new_resolve | 1 | 0 | Greater_Imperial_Solar_NA_CONFIDENTIAL | 0 | 0 | 1 | 1 | 1 | 0 | 1 | 0 | 0 | 1
PCEA | Greater_Imperial_Solar | NA | 2030 | 9 | 44.5412 | CONFIDENTIAL | CONFIDENTIAL | planned_new |  | CONFIDENTIAL | CONFIDENTIAL | CAISO_Solar | 0 | solar | solar_2030_9 | 4.642% | 1 | CONFIDENTIAL | CONFIDENTIAL | ok | new_resolve | 1 | 0 | Greater_Imperial_Solar_NA_CONFIDENTIAL | 0 | 0 | 1 | 1 | 1 | 0 | 1 | 0 | 0 | 1
PCEA | Greater_Imperial_Solar | NA | 2030 | 10 | 40.8025 | CONFIDENTIAL | CONFIDENTIAL | planned_new |  | CONFIDENTIAL | CONFIDENTIAL | CAISO_Solar | 0 | solar | solar_2030_10 | 0.6632% | 1 | CONFIDENTIAL | CONFIDENTIAL | ok | new_resolve | 1 | 0 | Greater_Imperial_Solar_NA_CONFIDENTIAL | 0 | 0 | 1 | 1 | 1 | 0 | 1 | 0 | 0 | 1
PCEA | Greater_Imperial_Solar | NA | 2030 | 11 | 29.1447 | CONFIDENTIAL | CONFIDENTIAL | planned_new |  | CONFIDENTIAL | CONFIDENTIAL | CAISO_Solar | 0 | solar | solar_2030_11 | 0.6632% | 1 | CONFIDENTIAL | CONFIDENTIAL | ok | new_resolve | 1 | 0 | Greater_Imperial_Solar_NA_CONFIDENTIAL | 0 | 0 | 1 | 1 | 1 | 0 | 1 | 0 | 0 | 1
PCEA | Greater_Imperial_Solar | NA | 2030 | 12 | 28.5165 | CONFIDENTIAL | CONFIDENTIAL | planned_new |  | CONFIDENTIAL | CONFIDENTIAL | CAISO_Solar | 0 | solar | solar_2030_12 | 0% | 1 | CONFIDENTIAL | CONFIDENTIAL | ok | new_resolve | 1 | 0 | Greater_Imperial_Solar_NA_CONFIDENTIAL | 0 | 0 | 1 | 1 | 1 | 0 | 1 | 0 | 0 | 1
PCEA | Inyokern_North_Kramer_Solar | NA | 2022 | 1 | 0.5427 | CONFIDENTIAL | CONFIDENTIAL | planned_new |  | CONFIDENTIAL | CONFIDENTIAL | CAISO_Solar | 0 | solar | solar_2022_1 | 4% | 1 | CONFIDENTIAL | CONFIDENTIAL | ok | new_resolve | 1 | 0 | Inyokern_North_Kramer_Solar_NA_CONFIDENTIAL | 1 | 27 | 1 | 1 | 1 | 0 | 1 | 0 | 0 | 1
PCEA | Inyokern_North_Kramer_Solar | NA | 2022 | 2 | 0.57238 | CONFIDENTIAL | CONFIDENTIAL | planned_new |  | CONFIDENTIAL | CONFIDENTIAL | CAISO_Solar | 0 | solar | solar_2022_2 | 3% | 1 | CONFIDENTIAL | CONFIDENTIAL | ok | new_resolve | 1 | 0 | Inyokern_North_Kramer_Solar_NA_CONFIDENTIAL | 0 | 0 | 1 | 1 | 1 | 0 | 1 | 0 | 0 | 1
PCEA | Inyokern_North_Kramer_Solar | NA | 2022 | 3 | 0.82503 | CONFIDENTIAL | CONFIDENTIAL | planned_new |  | CONFIDENTIAL | CONFIDENTIAL | CAISO_Solar | 0 | solar | solar_2022_3 | 18% | 1 | CONFIDENTIAL | CONFIDENTIAL | ok | new_resolve | 1 | 0 | Inyokern_North_Kramer_Solar_NA_CONFIDENTIAL | 0 | 0 | 1 | 1 | 1 | 0 | 1 | 0 | 0 | 1
PCEA | Inyokern_North_Kramer_Solar | NA | 2022 | 4 | 0.89133 | CONFIDENTIAL | CONFIDENTIAL | planned_new |  | CONFIDENTIAL | CONFIDENTIAL | CAISO_Solar | 0 | solar | solar_2022_4 | 15% | 1 | CONFIDENTIAL | CONFIDENTIAL | ok | new_resolve | 1 | 0 | Inyokern_North_Kramer_Solar_NA_CONFIDENTIAL | 0 | 0 | 1 | 1 | 1 | 0 | 1 | 0 | 0 | 1
PCEA | Inyokern_North_Kramer_Solar | NA | 2022 | 5 | 1.0698 | CONFIDENTIAL | CONFIDENTIAL | planned_new |  | CONFIDENTIAL | CONFIDENTIAL | CAISO_Solar | 0 | solar | solar_2022_5 | 16% | 1 | CONFIDENTIAL | CONFIDENTIAL | ok | new_resolve | 1 | 0 | Inyokern_North_Kramer_Solar_NA_CONFIDENTIAL | 0 | 0 | 1 | 1 | 1 | 0 | 1 | 0 | 0 | 1
PCEA | Inyokern_North_Kramer_Solar | NA | 2022 | 6 | 1.0603 | CONFIDENTIAL | CONFIDENTIAL | planned_new |  | CONFIDENTIAL | CONFIDENTIAL | CAISO_Solar | 0 | solar | solar_2022_6 | 31% | 1 | CONFIDENTIAL | CONFIDENTIAL | ok | new_resolve | 1 | 0 | Inyokern_North_Kramer_Solar_NA_CONFIDENTIAL | 0 | 0 | 1 | 1 | 1 | 0 | 1 | 0 | 0 | 1
PCEA | Inyokern_North_Kramer_Solar | NA | 2022 | 7 | 0.95947 | CONFIDENTIAL | CONFIDENTIAL | planned_new |  | CONFIDENTIAL | CONFIDENTIAL | CAISO_Solar | 0 | solar | solar_2022_7 | 39% | 1 | CONFIDENTIAL | CONFIDENTIAL | ok | new_resolve | 1 | 0 | Inyokern_North_Kramer_Solar_NA_CONFIDENTIAL | 0 | 0 | 1 | 1 | 1 | 0 | 1 | 0 | 0 | 1
PCEA | Inyokern_North_Kramer_Solar | NA | 2022 | 8 | 0.90288 | CONFIDENTIAL | CONFIDENTIAL | planned_new |  | CONFIDENTIAL | CONFIDENTIAL | CAISO_Solar | 0 | solar | solar_2022_8 | 27% | 1 | CONFIDENTIAL | CONFIDENTIAL | ok | new_resolve | 1 | 0 | Inyokern_North_Kramer_Solar_NA_CONFIDENTIAL | 0 | 0 | 1 | 1 | 1 | 0 | 1 | 0 | 0 | 1
PCEA | Inyokern_North_Kramer_Solar | NA | 2022 | 9 | 0.82182 | CONFIDENTIAL | CONFIDENTIAL | planned_new |  | CONFIDENTIAL | CONFIDENTIAL | CAISO_Solar | 0 | solar | solar_2022_9 | 14% | 1 | CONFIDENTIAL | CONFIDENTIAL | ok | new_resolve | 1 | 0 | Inyokern_North_Kramer_Solar_NA_CONFIDENTIAL | 0 | 0 | 1 | 1 | 1 | 0 | 1 | 0 | 0 | 1
PCEA | Inyokern_North_Kramer_Solar | NA | 2022 | 10 | 0.71753 | CONFIDENTIAL | CONFIDENTIAL | planned_new |  | CONFIDENTIAL | CONFIDENTIAL | CAISO_Solar | 0 | solar | solar_2022_10 | 2% | 1 | CONFIDENTIAL | CONFIDENTIAL | ok | new_resolve | 1 | 0 | Inyokern_North_Kramer_Solar_NA_CONFIDENTIAL | 0 | 0 | 1 | 1 | 1 | 0 | 1 | 0 | 0 | 1
PCEA | Inyokern_North_Kramer_Solar | NA | 2022 | 11 | 0.51143 | CONFIDENTIAL | CONFIDENTIAL | planned_new |  | CONFIDENTIAL | CONFIDENTIAL | CAISO_Solar | 0 | solar | solar_2022_11 | 2% | 1 | CONFIDENTIAL | CONFIDENTIAL | ok | new_resolve | 1 | 0 | Inyokern_North_Kramer_Solar_NA_CONFIDENTIAL | 0 | 0 | 1 | 1 | 1 | 0 | 1 | 0 | 0 | 1
PCEA | Inyokern_North_Kramer_Solar | NA | 2022 | 12 | 0.47809 | CONFIDENTIAL | CONFIDENTIAL | planned_new |  | CONFIDENTIAL | CONFIDENTIAL | CAISO_Solar | 0 | solar | solar_2022_12 | 0% | 1 | CONFIDENTIAL | CONFIDENTIAL | ok | new_resolve | 1 | 0 | Inyokern_North_Kramer_Solar_NA_CONFIDENTIAL | 0 | 0 | 1 | 1 | 1 | 0 | 1 | 0 | 0 | 1
PCEA | Inyokern_North_Kramer_Solar | NA | 2023 | 1 | 2.1708 | CONFIDENTIAL | CONFIDENTIAL | planned_new |  | CONFIDENTIAL | CONFIDENTIAL | CAISO_Solar | 0 | solar | solar_2023_1 | 4% | 1 | CONFIDENTIAL | CONFIDENTIAL | ok | new_resolve | 1 | 0 | Inyokern_North_Kramer_Solar_NA_CONFIDENTIAL | 0 | 0 | 1 | 1 | 1 | 0 | 1 | 0 | 0 | 1
PCEA | Inyokern_North_Kramer_Solar | NA | 2023 | 2 | 2.2895 | CONFIDENTIAL | CONFIDENTIAL | planned_new |  | CONFIDENTIAL | CONFIDENTIAL | CAISO_Solar | 0 | solar | solar_2023_2 | 3% | 1 | CONFIDENTIAL | CONFIDENTIAL | ok | new_resolve | 1 | 0 | Inyokern_North_Kramer_Solar_NA_CONFIDENTIAL | 0 | 0 | 1 | 1 | 1 | 0 | 1 | 0 | 0 | 1
PCEA | Inyokern_North_Kramer_Solar | NA | 2023 | 3 | 3.3001 | CONFIDENTIAL | CONFIDENTIAL | planned_new |  | CONFIDENTIAL | CONFIDENTIAL | CAISO_Solar | 0 | solar | solar_2023_3 | 18% | 1 | CONFIDENTIAL | CONFIDENTIAL | ok | new_resolve | 1 | 0 | Inyokern_North_Kramer_Solar_NA_CONFIDENTIAL | 0 | 0 | 1 | 1 | 1 | 0 | 1 | 0 | 0 | 1
PCEA | Inyokern_North_Kramer_Solar | NA | 2023 | 4 | 3.5653 | CONFIDENTIAL | CONFIDENTIAL | planned_new |  | CONFIDENTIAL | CONFIDENTIAL | CAISO_Solar | 0 | solar | solar_2023_4 | 15% | 1 | CONFIDENTIAL | CONFIDENTIAL | ok | new_resolve | 1 | 0 | Inyokern_North_Kramer_Solar_NA_CONFIDENTIAL | 0 | 0 | 1 | 1 | 1 | 0 | 1 | 0 | 0 | 1
PCEA | Inyokern_North_Kramer_Solar | NA | 2023 | 5 | 4.2791 | CONFIDENTIAL | CONFIDENTIAL | planned_new |  | CONFIDENTIAL | CONFIDENTIAL | CAISO_Solar | 0 | solar | solar_2023_5 | 16% | 1 | CONFIDENTIAL | CONFIDENTIAL | ok | new_resolve | 1 | 0 | Inyokern_North_Kramer_Solar_NA_CONFIDENTIAL | 0 | 0 | 1 | 1 | 1 | 0 | 1 | 0 | 0 | 1
PCEA | Inyokern_North_Kramer_Solar | NA | 2023 | 6 | 4.2411 | CONFIDENTIAL | CONFIDENTIAL | planned_new |  | CONFIDENTIAL | CONFIDENTIAL | CAISO_Solar | 0 | solar | solar_2023_6 | 31% | 1 | CONFIDENTIAL | CONFIDENTIAL | ok | new_resolve | 1 | 0 | Inyokern_North_Kramer_Solar_NA_CONFIDENTIAL | 0 | 0 | 1 | 1 | 1 | 0 | 1 | 0 | 0 | 1
PCEA | Inyokern_North_Kramer_Solar | NA | 2023 | 7 | 3.8379 | CONFIDENTIAL | CONFIDENTIAL | planned_new |  | CONFIDENTIAL | CONFIDENTIAL | CAISO_Solar | 0 | solar | solar_2023_7 | 39% | 1 | CONFIDENTIAL | CONFIDENTIAL | ok | new_resolve | 1 | 0 | Inyokern_North_Kramer_Solar_NA_CONFIDENTIAL | 0 | 0 | 1 | 1 | 1 | 0 | 1 | 0 | 0 | 1
PCEA | Inyokern_North_Kramer_Solar | NA | 2023 | 8 | 3.6115 | CONFIDENTIAL | CONFIDENTIAL | planned_new |  | CONFIDENTIAL | CONFIDENTIAL | CAISO_Solar | 0 | solar | solar_2023_8 | 27% | 1 | CONFIDENTIAL | CONFIDENTIAL | ok | new_resolve | 1 | 0 | Inyokern_North_Kramer_Solar_NA_CONFIDENTIAL | 0 | 0 | 1 | 1 | 1 | 0 | 1 | 0 | 0 | 1
PCEA | Inyokern_North_Kramer_Solar | NA | 2023 | 9 | 3.2873 | CONFIDENTIAL | CONFIDENTIAL | planned_new |  | CONFIDENTIAL | CONFIDENTIAL | CAISO_Solar | 0 | solar | solar_2023_9 | 14% | 1 | CONFIDENTIAL | CONFIDENTIAL | ok | new_resolve | 1 | 0 | Inyokern_North_Kramer_Solar_NA_CONFIDENTIAL | 0 | 0 | 1 | 1 | 1 | 0 | 1 | 0 | 0 | 1
PCEA | Inyokern_North_Kramer_Solar | NA | 2023 | 10 | 2.8701 | CONFIDENTIAL | CONFIDENTIAL | planned_new |  | CONFIDENTIAL | CONFIDENTIAL | CAISO_Solar | 0 | solar | solar_2023_10 | 2% | 1 | CONFIDENTIAL | CONFIDENTIAL | ok | new_resolve | 1 | 0 | Inyokern_North_Kramer_Solar_NA_CONFIDENTIAL | 0 | 0 | 1 | 1 | 1 | 0 | 1 | 0 | 0 | 1
PCEA | Inyokern_North_Kramer_Solar | NA | 2023 | 11 | 2.0457 | CONFIDENTIAL | CONFIDENTIAL | planned_new |  | CONFIDENTIAL | CONFIDENTIAL | CAISO_Solar | 0 | solar | solar_2023_11 | 2% | 1 | CONFIDENTIAL | CONFIDENTIAL | ok | new_resolve | 1 | 0 | Inyokern_North_Kramer_Solar_NA_CONFIDENTIAL | 0 | 0 | 1 | 1 | 1 | 0 | 1 | 0 | 0 | 1
PCEA | Inyokern_North_Kramer_Solar | NA | 2023 | 12 | 1.9123 | CONFIDENTIAL | CONFIDENTIAL | planned_new |  | CONFIDENTIAL | CONFIDENTIAL | CAISO_Solar | 0 | solar | solar_2023_12 | 0% | 1 | CONFIDENTIAL | CONFIDENTIAL | ok | new_resolve | 1 | 0 | Inyokern_North_Kramer_Solar_NA_CONFIDENTIAL | 0 | 0 | 1 | 1 | 1 | 0 | 1 | 0 | 0 | 1
PCEA | Inyokern_North_Kramer_Solar | NA | 2024 | 1 | 3.7989 | CONFIDENTIAL | CONFIDENTIAL | planned_new |  | CONFIDENTIAL | CONFIDENTIAL | CAISO_Solar | 0 | solar | solar_2024_1 | 3.475% | 1 | CONFIDENTIAL | CONFIDENTIAL | ok | new_resolve | 1 | 0 | Inyokern_North_Kramer_Solar_NA_CONFIDENTIAL | 0 | 0 | 1 | 1 | 1 | 0 | 1 | 0 | 0 | 1
PCEA | Inyokern_North_Kramer_Solar | NA | 2024 | 2 | 4.0067 | CONFIDENTIAL | CONFIDENTIAL | planned_new |  | CONFIDENTIAL | CONFIDENTIAL | CAISO_Solar | 0 | solar | solar_2024_2 | 2.606% | 1 | CONFIDENTIAL | CONFIDENTIAL | ok | new_resolve | 1 | 0 | Inyokern_North_Kramer_Solar_NA_CONFIDENTIAL | 0 | 0 | 1 | 1 | 1 | 0 | 1 | 0 | 0 | 1
PCEA | Inyokern_North_Kramer_Solar | NA | 2024 | 3 | 5.7752 | CONFIDENTIAL | CONFIDENTIAL | planned_new |  | CONFIDENTIAL | CONFIDENTIAL | CAISO_Solar | 0 | solar | solar_2024_3 | 15.64% | 1 | CONFIDENTIAL | CONFIDENTIAL | ok | new_resolve | 1 | 0 | Inyokern_North_Kramer_Solar_NA_CONFIDENTIAL | 0 | 0 | 1 | 1 | 1 | 0 | 1 | 0 | 0 | 1
PCEA | Inyokern_North_Kramer_Solar | NA | 2024 | 4 | 6.2393 | CONFIDENTIAL | CONFIDENTIAL | planned_new |  | CONFIDENTIAL | CONFIDENTIAL | CAISO_Solar | 0 | solar | solar_2024_4 | 13.03% | 1 | CONFIDENTIAL | CONFIDENTIAL | ok | new_resolve | 1 | 0 | Inyokern_North_Kramer_Solar_NA_CONFIDENTIAL | 0 | 0 | 1 | 1 | 1 | 0 | 1 | 0 | 0 | 1
PCEA | Inyokern_North_Kramer_Solar | NA | 2024 | 5 | 7.4884 | CONFIDENTIAL | CONFIDENTIAL | planned_new |  | CONFIDENTIAL | CONFIDENTIAL | CAISO_Solar | 0 | solar | solar_2024_5 | 13.9% | 1 | CONFIDENTIAL | CONFIDENTIAL | ok | new_resolve | 1 | 0 | Inyokern_North_Kramer_Solar_NA_CONFIDENTIAL | 0 | 0 | 1 | 1 | 1 | 0 | 1 | 0 | 0 | 1
PCEA | Inyokern_North_Kramer_Solar | NA | 2024 | 6 | 7.4219 | CONFIDENTIAL | CONFIDENTIAL | planned_new |  | CONFIDENTIAL | CONFIDENTIAL | CAISO_Solar | 0 | solar | solar_2024_6 | 26.93% | 1 | CONFIDENTIAL | CONFIDENTIAL | ok | new_resolve | 1 | 0 | Inyokern_North_Kramer_Solar_NA_CONFIDENTIAL | 0 | 0 | 1 | 1 | 1 | 0 | 1 | 0 | 0 | 1
PCEA | Inyokern_North_Kramer_Solar | NA | 2024 | 7 | 6.7163 | CONFIDENTIAL | CONFIDENTIAL | planned_new |  | CONFIDENTIAL | CONFIDENTIAL | CAISO_Solar | 0 | solar | solar_2024_7 | 33.88% | 1 | CONFIDENTIAL | CONFIDENTIAL | ok | new_resolve | 1 | 0 | Inyokern_North_Kramer_Solar_NA_CONFIDENTIAL | 0 | 0 | 1 | 1 | 1 | 0 | 1 | 0 | 0 | 1
PCEA | Inyokern_North_Kramer_Solar | NA | 2024 | 8 | 6.3201 | CONFIDENTIAL | CONFIDENTIAL | planned_new |  | CONFIDENTIAL | CONFIDENTIAL | CAISO_Solar | 0 | solar | solar_2024_8 | 23.45% | 1 | CONFIDENTIAL | CONFIDENTIAL | ok | new_resolve | 1 | 0 | Inyokern_North_Kramer_Solar_NA_CONFIDENTIAL | 0 | 0 | 1 | 1 | 1 | 0 | 1 | 0 | 0 | 1
PCEA | Inyokern_North_Kramer_Solar | NA | 2024 | 9 | 5.7527 | CONFIDENTIAL | CONFIDENTIAL | planned_new |  | CONFIDENTIAL | CONFIDENTIAL | CAISO_Solar | 0 | solar | solar_2024_9 | 12.16% | 1 | CONFIDENTIAL | CONFIDENTIAL | ok | new_resolve | 1 | 0 | Inyokern_North_Kramer_Solar_NA_CONFIDENTIAL | 0 | 0 | 1 | 1 | 1 | 0 | 1 | 0 | 0 | 1
PCEA | Inyokern_North_Kramer_Solar | NA | 2024 | 10 | 5.0227 | CONFIDENTIAL | CONFIDENTIAL | planned_new |  | CONFIDENTIAL | CONFIDENTIAL | CAISO_Solar | 0 | solar | solar_2024_10 | 1.737% | 1 | CONFIDENTIAL | CONFIDENTIAL | ok | new_resolve | 1 | 0 | Inyokern_North_Kramer_Solar_NA_CONFIDENTIAL | 0 | 0 | 1 | 1 | 1 | 0 | 1 | 0 | 0 | 1
PCEA | Inyokern_North_Kramer_Solar | NA | 2024 | 11 | 3.58 | CONFIDENTIAL | CONFIDENTIAL | planned_new |  | CONFIDENTIAL | CONFIDENTIAL | CAISO_Solar | 0 | solar | solar_2024_11 | 1.737% | 1 | CONFIDENTIAL | CONFIDENTIAL | ok | new_resolve | 1 | 0 | Inyokern_North_Kramer_Solar_NA_CONFIDENTIAL | 0 | 0 | 1 | 1 | 1 | 0 | 1 | 0 | 0 | 1
PCEA | Inyokern_North_Kramer_Solar | NA | 2024 | 12 | 3.3466 | CONFIDENTIAL | CONFIDENTIAL | planned_new |  | CONFIDENTIAL | CONFIDENTIAL | CAISO_Solar | 0 | solar | solar_2024_12 | 0% | 1 | CONFIDENTIAL | CONFIDENTIAL | ok | new_resolve | 1 | 0 | Inyokern_North_Kramer_Solar_NA_CONFIDENTIAL | 0 | 0 | 1 | 1 | 1 | 0 | 1 | 0 | 0 | 1
PCEA | Inyokern_North_Kramer_Solar | NA | 2025 | 1 | 5.427 | CONFIDENTIAL | CONFIDENTIAL | planned_new |  | CONFIDENTIAL | CONFIDENTIAL | CAISO_Solar | 0 | solar | solar_2025_1 | 2.95% | 1 | CONFIDENTIAL | CONFIDENTIAL | ok | new_resolve | 1 | 0 | Inyokern_North_Kramer_Solar_NA_CONFIDENTIAL | 0 | 0 | 1 | 1 | 1 | 0 | 1 | 0 | 0 | 1
PCEA | Inyokern_North_Kramer_Solar | NA | 2025 | 2 | 5.7238 | CONFIDENTIAL | CONFIDENTIAL | planned_new |  | CONFIDENTIAL | CONFIDENTIAL | CAISO_Solar | 0 | solar | solar_2025_2 | 2.212% | 1 | CONFIDENTIAL | CONFIDENTIAL | ok | new_resolve | 1 | 0 | Inyokern_North_Kramer_Solar_NA_CONFIDENTIAL | 0 | 0 | 1 | 1 | 1 | 0 | 1 | 0 | 0 | 1
PCEA | Inyokern_North_Kramer_Solar | NA | 2025 | 3 | 8.2503 | CONFIDENTIAL | CONFIDENTIAL | planned_new |  | CONFIDENTIAL | CONFIDENTIAL | CAISO_Solar | 0 | solar | solar_2025_3 | 13.27% | 1 | CONFIDENTIAL | CONFIDENTIAL | ok | new_resolve | 1 | 0 | Inyokern_North_Kramer_Solar_NA_CONFIDENTIAL | 0 | 0 | 1 | 1 | 1 | 0 | 1 | 0 | 0 | 1
PCEA | Inyokern_North_Kramer_Solar | NA | 2025 | 4 | 8.9133 | CONFIDENTIAL | CONFIDENTIAL | planned_new |  | CONFIDENTIAL | CONFIDENTIAL | CAISO_Solar | 0 | solar | solar_2025_4 | 11.06% | 1 | CONFIDENTIAL | CONFIDENTIAL | ok | new_resolve | 1 | 0 | Inyokern_North_Kramer_Solar_NA_CONFIDENTIAL | 0 | 0 | 1 | 1 | 1 | 0 | 1 | 0 | 0 | 1
PCEA | Inyokern_North_Kramer_Solar | NA | 2025 | 5 | 10.6977 | CONFIDENTIAL | CONFIDENTIAL | planned_new |  | CONFIDENTIAL | CONFIDENTIAL | CAISO_Solar | 0 | solar | solar_2025_5 | 11.8% | 1 | CONFIDENTIAL | CONFIDENTIAL | ok | new_resolve | 1 | 0 | Inyokern_North_Kramer_Solar_NA_CONFIDENTIAL | 0 | 0 | 1 | 1 | 1 | 0 | 1 | 0 | 0 | 1
PCEA | Inyokern_North_Kramer_Solar | NA | 2025 | 6 | 10.6027 | CONFIDENTIAL | CONFIDENTIAL | planned_new |  | CONFIDENTIAL | CONFIDENTIAL | CAISO_Solar | 0 | solar | solar_2025_6 | 22.86% | 1 | CONFIDENTIAL | CONFIDENTIAL | ok | new_resolve | 1 | 0 | Inyokern_North_Kramer_Solar_NA_CONFIDENTIAL | 0 | 0 | 1 | 1 | 1 | 0 | 1 | 0 | 0 | 1
PCEA | Inyokern_North_Kramer_Solar | NA | 2025 | 7 | 9.5947 | CONFIDENTIAL | CONFIDENTIAL | planned_new |  | CONFIDENTIAL | CONFIDENTIAL | CAISO_Solar | 0 | solar | solar_2025_7 | 28.76% | 1 | CONFIDENTIAL | CONFIDENTIAL | ok | new_resolve | 1 | 0 | Inyokern_North_Kramer_Solar_NA_CONFIDENTIAL | 0 | 0 | 1 | 1 | 1 | 0 | 1 | 0 | 0 | 1
PCEA | Inyokern_North_Kramer_Solar | NA | 2025 | 8 | 9.0288 | CONFIDENTIAL | CONFIDENTIAL | planned_new |  | CONFIDENTIAL | CONFIDENTIAL | CAISO_Solar | 0 | solar | solar_2025_8 | 19.91% | 1 | CONFIDENTIAL | CONFIDENTIAL | ok | new_resolve | 1 | 0 | Inyokern_North_Kramer_Solar_NA_CONFIDENTIAL | 0 | 0 | 1 | 1 | 1 | 0 | 1 | 0 | 0 | 1
PCEA | Inyokern_North_Kramer_Solar | NA | 2025 | 9 | 8.2182 | CONFIDENTIAL | CONFIDENTIAL | planned_new |  | CONFIDENTIAL | CONFIDENTIAL | CAISO_Solar | 0 | solar | solar_2025_9 | 10.32% | 1 | CONFIDENTIAL | CONFIDENTIAL | ok | new_resolve | 1 | 0 | Inyokern_North_Kramer_Solar_NA_CONFIDENTIAL | 0 | 0 | 1 | 1 | 1 | 0 | 1 | 0 | 0 | 1
PCEA | Inyokern_North_Kramer_Solar | NA | 2025 | 10 | 7.1753 | CONFIDENTIAL | CONFIDENTIAL | planned_new |  | CONFIDENTIAL | CONFIDENTIAL | CAISO_Solar | 0 | solar | solar_2025_10 | 1.475% | 1 | CONFIDENTIAL | CONFIDENTIAL | ok | new_resolve | 1 | 0 | Inyokern_North_Kramer_Solar_NA_CONFIDENTIAL | 0 | 0 | 1 | 1 | 1 | 0 | 1 | 0 | 0 | 1
PCEA | Inyokern_North_Kramer_Solar | NA | 2025 | 11 | 5.1143 | CONFIDENTIAL | CONFIDENTIAL | planned_new |  | CONFIDENTIAL | CONFIDENTIAL | CAISO_Solar | 0 | solar | solar_2025_11 | 1.475% | 1 | CONFIDENTIAL | CONFIDENTIAL | ok | new_resolve | 1 | 0 | Inyokern_North_Kramer_Solar_NA_CONFIDENTIAL | 0 | 0 | 1 | 1 | 1 | 0 | 1 | 0 | 0 | 1
PCEA | Inyokern_North_Kramer_Solar | NA | 2025 | 12 | 4.7809 | CONFIDENTIAL | CONFIDENTIAL | planned_new |  | CONFIDENTIAL | CONFIDENTIAL | CAISO_Solar | 0 | solar | solar_2025_12 | 0% | 1 | CONFIDENTIAL | CONFIDENTIAL | ok | new_resolve | 1 | 0 | Inyokern_North_Kramer_Solar_NA_CONFIDENTIAL | 0 | 0 | 1 | 1 | 1 | 0 | 1 | 0 | 0 | 1
PCEA | Inyokern_North_Kramer_Solar | NA | 2026 | 1 | 5.427 | CONFIDENTIAL | CONFIDENTIAL | planned_new |  | CONFIDENTIAL | CONFIDENTIAL | CAISO_Solar | 0 | solar | solar_2026_1 | 2.424% | 1 | CONFIDENTIAL | CONFIDENTIAL | ok | new_resolve | 1 | 0 | Inyokern_North_Kramer_Solar_NA_CONFIDENTIAL | 0 | 0 | 1 | 1 | 1 | 0 | 1 | 0 | 0 | 1
PCEA | Inyokern_North_Kramer_Solar | NA | 2026 | 2 | 5.7238 | CONFIDENTIAL | CONFIDENTIAL | planned_new |  | CONFIDENTIAL | CONFIDENTIAL | CAISO_Solar | 0 | solar | solar_2026_2 | 1.818% | 1 | CONFIDENTIAL | CONFIDENTIAL | ok | new_resolve | 1 | 0 | Inyokern_North_Kramer_Solar_NA_CONFIDENTIAL | 0 | 0 | 1 | 1 | 1 | 0 | 1 | 0 | 0 | 1
PCEA | Inyokern_North_Kramer_Solar | NA | 2026 | 3 | 8.2503 | CONFIDENTIAL | CONFIDENTIAL | planned_new |  | CONFIDENTIAL | CONFIDENTIAL | CAISO_Solar | 0 | solar | solar_2026_3 | 10.91% | 1 | CONFIDENTIAL | CONFIDENTIAL | ok | new_resolve | 1 | 0 | Inyokern_North_Kramer_Solar_NA_CONFIDENTIAL | 0 | 0 | 1 | 1 | 1 | 0 | 1 | 0 | 0 | 1
PCEA | Inyokern_North_Kramer_Solar | NA | 2026 | 4 | 8.9133 | CONFIDENTIAL | CONFIDENTIAL | planned_new |  | CONFIDENTIAL | CONFIDENTIAL | CAISO_Solar | 0 | solar | solar_2026_4 | 9.091% | 1 | CONFIDENTIAL | CONFIDENTIAL | ok | new_resolve | 1 | 0 | Inyokern_North_Kramer_Solar_NA_CONFIDENTIAL | 0 | 0 | 1 | 1 | 1 | 0 | 1 | 0 | 0 | 1
PCEA | Inyokern_North_Kramer_Solar | NA | 2026 | 5 | 10.6977 | CONFIDENTIAL | CONFIDENTIAL | planned_new |  | CONFIDENTIAL | CONFIDENTIAL | CAISO_Solar | 0 | solar | solar_2026_5 | 9.697% | 1 | CONFIDENTIAL | CONFIDENTIAL | ok | new_resolve | 1 | 0 | Inyokern_North_Kramer_Solar_NA_CONFIDENTIAL | 0 | 0 | 1 | 1 | 1 | 0 | 1 | 0 | 0 | 1
PCEA | Inyokern_North_Kramer_Solar | NA | 2026 | 6 | 10.6027 | CONFIDENTIAL | CONFIDENTIAL | planned_new |  | CONFIDENTIAL | CONFIDENTIAL | CAISO_Solar | 0 | solar | solar_2026_6 | 18.79% | 1 | CONFIDENTIAL | CONFIDENTIAL | ok | new_resolve | 1 | 0 | Inyokern_North_Kramer_Solar_NA_CONFIDENTIAL | 0 | 0 | 1 | 1 | 1 | 0 | 1 | 0 | 0 | 1
PCEA | Inyokern_North_Kramer_Solar | NA | 2026 | 7 | 9.5947 | CONFIDENTIAL | CONFIDENTIAL | planned_new |  | CONFIDENTIAL | CONFIDENTIAL | CAISO_Solar | 0 | solar | solar_2026_7 | 23.64% | 1 | CONFIDENTIAL | CONFIDENTIAL | ok | new_resolve | 1 | 0 | Inyokern_North_Kramer_Solar_NA_CONFIDENTIAL | 0 | 0 | 1 | 1 | 1 | 0 | 1 | 0 | 0 | 1
PCEA | Inyokern_North_Kramer_Solar | NA | 2026 | 8 | 9.0288 | CONFIDENTIAL | CONFIDENTIAL | planned_new |  | CONFIDENTIAL | CONFIDENTIAL | CAISO_Solar | 0 | solar | solar_2026_8 | 16.36% | 1 | CONFIDENTIAL | CONFIDENTIAL | ok | new_resolve | 1 | 0 | Inyokern_North_Kramer_Solar_NA_CONFIDENTIAL | 0 | 0 | 1 | 1 | 1 | 0 | 1 | 0 | 0 | 1
PCEA | Inyokern_North_Kramer_Solar | NA | 2026 | 9 | 8.2182 | CONFIDENTIAL | CONFIDENTIAL | planned_new |  | CONFIDENTIAL | CONFIDENTIAL | CAISO_Solar | 0 | solar | solar_2026_9 | 8.485% | 1 | CONFIDENTIAL | CONFIDENTIAL | ok | new_resolve | 1 | 0 | Inyokern_North_Kramer_Solar_NA_CONFIDENTIAL | 0 | 0 | 1 | 1 | 1 | 0 | 1 | 0 | 0 | 1
PCEA | Inyokern_North_Kramer_Solar | NA | 2026 | 10 | 7.1753 | CONFIDENTIAL | CONFIDENTIAL | planned_new |  | CONFIDENTIAL | CONFIDENTIAL | CAISO_Solar | 0 | solar | solar_2026_10 | 1.212% | 1 | CONFIDENTIAL | CONFIDENTIAL | ok | new_resolve | 1 | 0 | Inyokern_North_Kramer_Solar_NA_CONFIDENTIAL | 0 | 0 | 1 | 1 | 1 | 0 | 1 | 0 | 0 | 1
PCEA | Inyokern_North_Kramer_Solar | NA | 2026 | 11 | 5.1143 | CONFIDENTIAL | CONFIDENTIAL | planned_new |  | CONFIDENTIAL | CONFIDENTIAL | CAISO_Solar | 0 | solar | solar_2026_11 | 1.212% | 1 | CONFIDENTIAL | CONFIDENTIAL | ok | new_resolve | 1 | 0 | Inyokern_North_Kramer_Solar_NA_CONFIDENTIAL | 0 | 0 | 1 | 1 | 1 | 0 | 1 | 0 | 0 | 1
PCEA | Inyokern_North_Kramer_Solar | NA | 2026 | 12 | 4.7809 | CONFIDENTIAL | CONFIDENTIAL | planned_new |  | CONFIDENTIAL | CONFIDENTIAL | CAISO_Solar | 0 | solar | solar_2026_12 | 0% | 1 | CONFIDENTIAL | CONFIDENTIAL | ok | new_resolve | 1 | 0 | Inyokern_North_Kramer_Solar_NA_CONFIDENTIAL | 0 | 0 | 1 | 1 | 1 | 0 | 1 | 0 | 0 | 1
PCEA | Inyokern_North_Kramer_Solar | NA | 2027 | 1 | 5.427 | CONFIDENTIAL | CONFIDENTIAL | planned_new |  | CONFIDENTIAL | CONFIDENTIAL | CAISO_Solar | 0 | solar | solar_2027_1 | 2.15% | 1 | CONFIDENTIAL | CONFIDENTIAL | ok | new_resolve | 1 | 0 | Inyokern_North_Kramer_Solar_NA_CONFIDENTIAL | 0 | 0 | 1 | 1 | 1 | 0 | 1 | 0 | 0 | 1
PCEA | Inyokern_North_Kramer_Solar | NA | 2027 | 2 | 5.7238 | CONFIDENTIAL | CONFIDENTIAL | planned_new |  | CONFIDENTIAL | CONFIDENTIAL | CAISO_Solar | 0 | solar | solar_2027_2 | 1.612% | 1 | CONFIDENTIAL | CONFIDENTIAL | ok | new_resolve | 1 | 0 | Inyokern_North_Kramer_Solar_NA_CONFIDENTIAL | 0 | 0 | 1 | 1 | 1 | 0 | 1 | 0 | 0 | 1
PCEA | Inyokern_North_Kramer_Solar | NA | 2027 | 3 | 8.2503 | CONFIDENTIAL | CONFIDENTIAL | planned_new |  | CONFIDENTIAL | CONFIDENTIAL | CAISO_Solar | 0 | solar | solar_2027_3 | 9.674% | 1 | CONFIDENTIAL | CONFIDENTIAL | ok | new_resolve | 1 | 0 | Inyokern_North_Kramer_Solar_NA_CONFIDENTIAL | 0 | 0 | 1 | 1 | 1 | 0 | 1 | 0 | 0 | 1
PCEA | Inyokern_North_Kramer_Solar | NA | 2027 | 4 | 8.9133 | CONFIDENTIAL | CONFIDENTIAL | planned_new |  | CONFIDENTIAL | CONFIDENTIAL | CAISO_Solar | 0 | solar | solar_2027_4 | 8.062% | 1 | CONFIDENTIAL | CONFIDENTIAL | ok | new_resolve | 1 | 0 | Inyokern_North_Kramer_Solar_NA_CONFIDENTIAL | 0 | 0 | 1 | 1 | 1 | 0 | 1 | 0 | 0 | 1
PCEA | Inyokern_North_Kramer_Solar | NA | 2027 | 5 | 10.6977 | CONFIDENTIAL | CONFIDENTIAL | planned_new |  | CONFIDENTIAL | CONFIDENTIAL | CAISO_Solar | 0 | solar | solar_2027_5 | 8.599% | 1 | CONFIDENTIAL | CONFIDENTIAL | ok | new_resolve | 1 | 0 | Inyokern_North_Kramer_Solar_NA_CONFIDENTIAL | 0 | 0 | 1 | 1 | 1 | 0 | 1 | 0 | 0 | 1
PCEA | Inyokern_North_Kramer_Solar | NA | 2027 | 6 | 10.6027 | CONFIDENTIAL | CONFIDENTIAL | planned_new |  | CONFIDENTIAL | CONFIDENTIAL | CAISO_Solar | 0 | solar | solar_2027_6 | 16.66% | 1 | CONFIDENTIAL | CONFIDENTIAL | ok | new_resolve | 1 | 0 | Inyokern_North_Kramer_Solar_NA_CONFIDENTIAL | 0 | 0 | 1 | 1 | 1 | 0 | 1 | 0 | 0 | 1
PCEA | Inyokern_North_Kramer_Solar | NA | 2027 | 7 | 9.5947 | CONFIDENTIAL | CONFIDENTIAL | planned_new |  | CONFIDENTIAL | CONFIDENTIAL | CAISO_Solar | 0 | solar | solar_2027_7 | 20.96% | 1 | CONFIDENTIAL | CONFIDENTIAL | ok | new_resolve | 1 | 0 | Inyokern_North_Kramer_Solar_NA_CONFIDENTIAL | 0 | 0 | 1 | 1 | 1 | 0 | 1 | 0 | 0 | 1
PCEA | Inyokern_North_Kramer_Solar | NA | 2027 | 8 | 9.0288 | CONFIDENTIAL | CONFIDENTIAL | planned_new |  | CONFIDENTIAL | CONFIDENTIAL | CAISO_Solar | 0 | solar | solar_2027_8 | 14.51% | 1 | CONFIDENTIAL | CONFIDENTIAL | ok | new_resolve | 1 | 0 | Inyokern_North_Kramer_Solar_NA_CONFIDENTIAL | 0 | 0 | 1 | 1 | 1 | 0 | 1 | 0 | 0 | 1
PCEA | Inyokern_North_Kramer_Solar | NA | 2027 | 9 | 8.2182 | CONFIDENTIAL | CONFIDENTIAL | planned_new |  | CONFIDENTIAL | CONFIDENTIAL | CAISO_Solar | 0 | solar | solar_2027_9 | 7.524% | 1 | CONFIDENTIAL | CONFIDENTIAL | ok | new_resolve | 1 | 0 | Inyokern_North_Kramer_Solar_NA_CONFIDENTIAL | 0 | 0 | 1 | 1 | 1 | 0 | 1 | 0 | 0 | 1
PCEA | Inyokern_North_Kramer_Solar | NA | 2027 | 10 | 7.1753 | CONFIDENTIAL | CONFIDENTIAL | planned_new |  | CONFIDENTIAL | CONFIDENTIAL | CAISO_Solar | 0 | solar | solar_2027_10 | 1.075% | 1 | CONFIDENTIAL | CONFIDENTIAL | ok | new_resolve | 1 | 0 | Inyokern_North_Kramer_Solar_NA_CONFIDENTIAL | 0 | 0 | 1 | 1 | 1 | 0 | 1 | 0 | 0 | 1
PCEA | Inyokern_North_Kramer_Solar | NA | 2027 | 11 | 5.1143 | CONFIDENTIAL | CONFIDENTIAL | planned_new |  | CONFIDENTIAL | CONFIDENTIAL | CAISO_Solar | 0 | solar | solar_2027_11 | 1.075% | 1 | CONFIDENTIAL | CONFIDENTIAL | ok | new_resolve | 1 | 0 | Inyokern_North_Kramer_Solar_NA_CONFIDENTIAL | 0 | 0 | 1 | 1 | 1 | 0 | 1 | 0 | 0 | 1
PCEA | Inyokern_North_Kramer_Solar | NA | 2027 | 12 | 4.7809 | CONFIDENTIAL | CONFIDENTIAL | planned_new |  | CONFIDENTIAL | CONFIDENTIAL | CAISO_Solar | 0 | solar | solar_2027_12 | 0% | 1 | CONFIDENTIAL | CONFIDENTIAL | ok | new_resolve | 1 | 0 | Inyokern_North_Kramer_Solar_NA_CONFIDENTIAL | 0 | 0 | 1 | 1 | 1 | 0 | 1 | 0 | 0 | 1
PCEA | Inyokern_North_Kramer_Solar | NA | 2028 | 1 | 5.427 | CONFIDENTIAL | CONFIDENTIAL | planned_new |  | CONFIDENTIAL | CONFIDENTIAL | CAISO_Solar | 0 | solar | solar_2028_1 | 1.875% | 1 | CONFIDENTIAL | CONFIDENTIAL | ok | new_resolve | 1 | 0 | Inyokern_North_Kramer_Solar_NA_CONFIDENTIAL | 0 | 0 | 1 | 1 | 1 | 0 | 1 | 0 | 0 | 1
PCEA | Inyokern_North_Kramer_Solar | NA | 2028 | 2 | 5.7238 | CONFIDENTIAL | CONFIDENTIAL | planned_new |  | CONFIDENTIAL | CONFIDENTIAL | CAISO_Solar | 0 | solar | solar_2028_2 | 1.406% | 1 | CONFIDENTIAL | CONFIDENTIAL | ok | new_resolve | 1 | 0 | Inyokern_North_Kramer_Solar_NA_CONFIDENTIAL | 0 | 0 | 1 | 1 | 1 | 0 | 1 | 0 | 0 | 1
PCEA | Inyokern_North_Kramer_Solar | NA | 2028 | 3 | 8.2503 | CONFIDENTIAL | CONFIDENTIAL | planned_new |  | CONFIDENTIAL | CONFIDENTIAL | CAISO_Solar | 0 | solar | solar_2028_3 | 8.439% | 1 | CONFIDENTIAL | CONFIDENTIAL | ok | new_resolve | 1 | 0 | Inyokern_North_Kramer_Solar_NA_CONFIDENTIAL | 0 | 0 | 1 | 1 | 1 | 0 | 1 | 0 | 0 | 1
PCEA | Inyokern_North_Kramer_Solar | NA | 2028 | 4 | 8.9133 | CONFIDENTIAL | CONFIDENTIAL | planned_new |  | CONFIDENTIAL | CONFIDENTIAL | CAISO_Solar | 0 | solar | solar_2028_4 | 7.032% | 1 | CONFIDENTIAL | CONFIDENTIAL | ok | new_resolve | 1 | 0 | Inyokern_North_Kramer_Solar_NA_CONFIDENTIAL | 0 | 0 | 1 | 1 | 1 | 0 | 1 | 0 | 0 | 1
PCEA | Inyokern_North_Kramer_Solar | NA | 2028 | 5 | 10.6977 | CONFIDENTIAL | CONFIDENTIAL | planned_new |  | CONFIDENTIAL | CONFIDENTIAL | CAISO_Solar | 0 | solar | solar_2028_5 | 7.501% | 1 | CONFIDENTIAL | CONFIDENTIAL | ok | new_resolve | 1 | 0 | Inyokern_North_Kramer_Solar_NA_CONFIDENTIAL | 0 | 0 | 1 | 1 | 1 | 0 | 1 | 0 | 0 | 1
PCEA | Inyokern_North_Kramer_Solar | NA | 2028 | 6 | 10.6027 | CONFIDENTIAL | CONFIDENTIAL | planned_new |  | CONFIDENTIAL | CONFIDENTIAL | CAISO_Solar | 0 | solar | solar_2028_6 | 14.53% | 1 | CONFIDENTIAL | CONFIDENTIAL | ok | new_resolve | 1 | 0 | Inyokern_North_Kramer_Solar_NA_CONFIDENTIAL | 0 | 0 | 1 | 1 | 1 | 0 | 1 | 0 | 0 | 1
PCEA | Inyokern_North_Kramer_Solar | NA | 2028 | 7 | 9.5947 | CONFIDENTIAL | CONFIDENTIAL | planned_new |  | CONFIDENTIAL | CONFIDENTIAL | CAISO_Solar | 0 | solar | solar_2028_7 | 18.28% | 1 | CONFIDENTIAL | CONFIDENTIAL | ok | new_resolve | 1 | 0 | Inyokern_North_Kramer_Solar_NA_CONFIDENTIAL | 0 | 0 | 1 | 1 | 1 | 0 | 1 | 0 | 0 | 1
PCEA | Inyokern_North_Kramer_Solar | NA | 2028 | 8 | 9.0288 | CONFIDENTIAL | CONFIDENTIAL | planned_new |  | CONFIDENTIAL | CONFIDENTIAL | CAISO_Solar | 0 | solar | solar_2028_8 | 12.66% | 1 | CONFIDENTIAL | CONFIDENTIAL | ok | new_resolve | 1 | 0 | Inyokern_North_Kramer_Solar_NA_CONFIDENTIAL | 0 | 0 | 1 | 1 | 1 | 0 | 1 | 0 | 0 | 1
PCEA | Inyokern_North_Kramer_Solar | NA | 2028 | 9 | 8.2182 | CONFIDENTIAL | CONFIDENTIAL | planned_new |  | CONFIDENTIAL | CONFIDENTIAL | CAISO_Solar | 0 | solar | solar_2028_9 | 6.563% | 1 | CONFIDENTIAL | CONFIDENTIAL | ok | new_resolve | 1 | 0 | Inyokern_North_Kramer_Solar_NA_CONFIDENTIAL | 0 | 0 | 1 | 1 | 1 | 0 | 1 | 0 | 0 | 1
PCEA | Inyokern_North_Kramer_Solar | NA | 2028 | 10 | 7.1753 | CONFIDENTIAL | CONFIDENTIAL | planned_new |  | CONFIDENTIAL | CONFIDENTIAL | CAISO_Solar | 0 | solar | solar_2028_10 | 0.9376% | 1 | CONFIDENTIAL | CONFIDENTIAL | ok | new_resolve | 1 | 0 | Inyokern_North_Kramer_Solar_NA_CONFIDENTIAL | 0 | 0 | 1 | 1 | 1 | 0 | 1 | 0 | 0 | 1
PCEA | Inyokern_North_Kramer_Solar | NA | 2028 | 11 | 5.1143 | CONFIDENTIAL | CONFIDENTIAL | planned_new |  | CONFIDENTIAL | CONFIDENTIAL | CAISO_Solar | 0 | solar | solar_2028_11 | 0.9376% | 1 | CONFIDENTIAL | CONFIDENTIAL | ok | new_resolve | 1 | 0 | Inyokern_North_Kramer_Solar_NA_CONFIDENTIAL | 0 | 0 | 1 | 1 | 1 | 0 | 1 | 0 | 0 | 1
PCEA | Inyokern_North_Kramer_Solar | NA | 2028 | 12 | 4.7809 | CONFIDENTIAL | CONFIDENTIAL | planned_new |  | CONFIDENTIAL | CONFIDENTIAL | CAISO_Solar | 0 | solar | solar_2028_12 | 0% | 1 | CONFIDENTIAL | CONFIDENTIAL | ok | new_resolve | 1 | 0 | Inyokern_North_Kramer_Solar_NA_CONFIDENTIAL | 0 | 0 | 1 | 1 | 1 | 0 | 1 | 0 | 0 | 1
PCEA | Inyokern_North_Kramer_Solar | NA | 2029 | 1 | 5.427 | CONFIDENTIAL | CONFIDENTIAL | planned_new |  | CONFIDENTIAL | CONFIDENTIAL | CAISO_Solar | 0 | solar | solar_2029_1 | 1.601% | 1 | CONFIDENTIAL | CONFIDENTIAL | ok | new_resolve | 1 | 0 | Inyokern_North_Kramer_Solar_NA_CONFIDENTIAL | 0 | 0 | 1 | 1 | 1 | 0 | 1 | 0 | 0 | 1
PCEA | Inyokern_North_Kramer_Solar | NA | 2029 | 2 | 5.7238 | CONFIDENTIAL | CONFIDENTIAL | planned_new |  | CONFIDENTIAL | CONFIDENTIAL | CAISO_Solar | 0 | solar | solar_2029_2 | 1.201% | 1 | CONFIDENTIAL | CONFIDENTIAL | ok | new_resolve | 1 | 0 | Inyokern_North_Kramer_Solar_NA_CONFIDENTIAL | 0 | 0 | 1 | 1 | 1 | 0 | 1 | 0 | 0 | 1
PCEA | Inyokern_North_Kramer_Solar | NA | 2029 | 3 | 8.2503 | CONFIDENTIAL | CONFIDENTIAL | planned_new |  | CONFIDENTIAL | CONFIDENTIAL | CAISO_Solar | 0 | solar | solar_2029_3 | 7.204% | 1 | CONFIDENTIAL | CONFIDENTIAL | ok | new_resolve | 1 | 0 | Inyokern_North_Kramer_Solar_NA_CONFIDENTIAL | 0 | 0 | 1 | 1 | 1 | 0 | 1 | 0 | 0 | 1
PCEA | Inyokern_North_Kramer_Solar | NA | 2029 | 4 | 8.9133 | CONFIDENTIAL | CONFIDENTIAL | planned_new |  | CONFIDENTIAL | CONFIDENTIAL | CAISO_Solar | 0 | solar | solar_2029_4 | 6.003% | 1 | CONFIDENTIAL | CONFIDENTIAL | ok | new_resolve | 1 | 0 | Inyokern_North_Kramer_Solar_NA_CONFIDENTIAL | 0 | 0 | 1 | 1 | 1 | 0 | 1 | 0 | 0 | 1
PCEA | Inyokern_North_Kramer_Solar | NA | 2029 | 5 | 10.6977 | CONFIDENTIAL | CONFIDENTIAL | planned_new |  | CONFIDENTIAL | CONFIDENTIAL | CAISO_Solar | 0 | solar | solar_2029_5 | 6.403% | 1 | CONFIDENTIAL | CONFIDENTIAL | ok | new_resolve | 1 | 0 | Inyokern_North_Kramer_Solar_NA_CONFIDENTIAL | 0 | 0 | 1 | 1 | 1 | 0 | 1 | 0 | 0 | 1
PCEA | Inyokern_North_Kramer_Solar | NA | 2029 | 6 | 10.6027 | CONFIDENTIAL | CONFIDENTIAL | planned_new |  | CONFIDENTIAL | CONFIDENTIAL | CAISO_Solar | 0 | solar | solar_2029_6 | 12.41% | 1 | CONFIDENTIAL | CONFIDENTIAL | ok | new_resolve | 1 | 0 | Inyokern_North_Kramer_Solar_NA_CONFIDENTIAL | 0 | 0 | 1 | 1 | 1 | 0 | 1 | 0 | 0 | 1
PCEA | Inyokern_North_Kramer_Solar | NA | 2029 | 7 | 9.5947 | CONFIDENTIAL | CONFIDENTIAL | planned_new |  | CONFIDENTIAL | CONFIDENTIAL | CAISO_Solar | 0 | solar | solar_2029_7 | 15.61% | 1 | CONFIDENTIAL | CONFIDENTIAL | ok | new_resolve | 1 | 0 | Inyokern_North_Kramer_Solar_NA_CONFIDENTIAL | 0 | 0 | 1 | 1 | 1 | 0 | 1 | 0 | 0 | 1
PCEA | Inyokern_North_Kramer_Solar | NA | 2029 | 8 | 9.0288 | CONFIDENTIAL | CONFIDENTIAL | planned_new |  | CONFIDENTIAL | CONFIDENTIAL | CAISO_Solar | 0 | solar | solar_2029_8 | 10.81% | 1 | CONFIDENTIAL | CONFIDENTIAL | ok | new_resolve | 1 | 0 | Inyokern_North_Kramer_Solar_NA_CONFIDENTIAL | 0 | 0 | 1 | 1 | 1 | 0 | 1 | 0 | 0 | 1
PCEA | Inyokern_North_Kramer_Solar | NA | 2029 | 9 | 8.2182 | CONFIDENTIAL | CONFIDENTIAL | planned_new |  | CONFIDENTIAL | CONFIDENTIAL | CAISO_Solar | 0 | solar | solar_2029_9 | 5.603% | 1 | CONFIDENTIAL | CONFIDENTIAL | ok | new_resolve | 1 | 0 | Inyokern_North_Kramer_Solar_NA_CONFIDENTIAL | 0 | 0 | 1 | 1 | 1 | 0 | 1 | 0 | 0 | 1
PCEA | Inyokern_North_Kramer_Solar | NA | 2029 | 10 | 7.1753 | CONFIDENTIAL | CONFIDENTIAL | planned_new |  | CONFIDENTIAL | CONFIDENTIAL | CAISO_Solar | 0 | solar | solar_2029_10 | 0.8004% | 1 | CONFIDENTIAL | CONFIDENTIAL | ok | new_resolve | 1 | 0 | Inyokern_North_Kramer_Solar_NA_CONFIDENTIAL | 0 | 0 | 1 | 1 | 1 | 0 | 1 | 0 | 0 | 1
PCEA | Inyokern_North_Kramer_Solar | NA | 2029 | 11 | 5.1143 | CONFIDENTIAL | CONFIDENTIAL | planned_new |  | CONFIDENTIAL | CONFIDENTIAL | CAISO_Solar | 0 | solar | solar_2029_11 | 0.8004% | 1 | CONFIDENTIAL | CONFIDENTIAL | ok | new_resolve | 1 | 0 | Inyokern_North_Kramer_Solar_NA_CONFIDENTIAL | 0 | 0 | 1 | 1 | 1 | 0 | 1 | 0 | 0 | 1
PCEA | Inyokern_North_Kramer_Solar | NA | 2029 | 12 | 4.7809 | CONFIDENTIAL | CONFIDENTIAL | planned_new |  | CONFIDENTIAL | CONFIDENTIAL | CAISO_Solar | 0 | solar | solar_2029_12 | 0% | 1 | CONFIDENTIAL | CONFIDENTIAL | ok | new_resolve | 1 | 0 | Inyokern_North_Kramer_Solar_NA_CONFIDENTIAL | 0 | 0 | 1 | 1 | 1 | 0 | 1 | 0 | 0 | 1
PCEA | Inyokern_North_Kramer_Solar | NA | 2030 | 1 | 5.427 | CONFIDENTIAL | CONFIDENTIAL | planned_new |  | CONFIDENTIAL | CONFIDENTIAL | CAISO_Solar | 0 | solar | solar_2030_1 | 1.326% | 1 | CONFIDENTIAL | CONFIDENTIAL | ok | new_resolve | 1 | 0 | Inyokern_North_Kramer_Solar_NA_CONFIDENTIAL | 0 | 0 | 1 | 1 | 1 | 0 | 1 | 0 | 0 | 1
PCEA | Inyokern_North_Kramer_Solar | NA | 2030 | 2 | 5.7238 | CONFIDENTIAL | CONFIDENTIAL | planned_new |  | CONFIDENTIAL | CONFIDENTIAL | CAISO_Solar | 0 | solar | solar_2030_2 | 0.9947% | 1 | CONFIDENTIAL | CONFIDENTIAL | ok | new_resolve | 1 | 0 | Inyokern_North_Kramer_Solar_NA_CONFIDENTIAL | 0 | 0 | 1 | 1 | 1 | 0 | 1 | 0 | 0 | 1
PCEA | Inyokern_North_Kramer_Solar | NA | 2030 | 3 | 8.2503 | CONFIDENTIAL | CONFIDENTIAL | planned_new |  | CONFIDENTIAL | CONFIDENTIAL | CAISO_Solar | 0 | solar | solar_2030_3 | 5.968% | 1 | CONFIDENTIAL | CONFIDENTIAL | ok | new_resolve | 1 | 0 | Inyokern_North_Kramer_Solar_NA_CONFIDENTIAL | 0 | 0 | 1 | 1 | 1 | 0 | 1 | 0 | 0 | 1
PCEA | Inyokern_North_Kramer_Solar | NA | 2030 | 4 | 8.9133 | CONFIDENTIAL | CONFIDENTIAL | planned_new |  | CONFIDENTIAL | CONFIDENTIAL | CAISO_Solar | 0 | solar | solar_2030_4 | 4.974% | 1 | CONFIDENTIAL | CONFIDENTIAL | ok | new_resolve | 1 | 0 | Inyokern_North_Kramer_Solar_NA_CONFIDENTIAL | 0 | 0 | 1 | 1 | 1 | 0 | 1 | 0 | 0 | 1
PCEA | Inyokern_North_Kramer_Solar | NA | 2030 | 5 | 10.6977 | CONFIDENTIAL | CONFIDENTIAL | planned_new |  | CONFIDENTIAL | CONFIDENTIAL | CAISO_Solar | 0 | solar | solar_2030_5 | 5.305% | 1 | CONFIDENTIAL | CONFIDENTIAL | ok | new_resolve | 1 | 0 | Inyokern_North_Kramer_Solar_NA_CONFIDENTIAL | 0 | 0 | 1 | 1 | 1 | 0 | 1 | 0 | 0 | 1
PCEA | Inyokern_North_Kramer_Solar | NA | 2030 | 6 | 10.6027 | CONFIDENTIAL | CONFIDENTIAL | planned_new |  | CONFIDENTIAL | CONFIDENTIAL | CAISO_Solar | 0 | solar | solar_2030_6 | 10.28% | 1 | CONFIDENTIAL | CONFIDENTIAL | ok | new_resolve | 1 | 0 | Inyokern_North_Kramer_Solar_NA_CONFIDENTIAL | 0 | 0 | 1 | 1 | 1 | 0 | 1 | 0 | 0 | 1
PCEA | Inyokern_North_Kramer_Solar | NA | 2030 | 7 | 9.5947 | CONFIDENTIAL | CONFIDENTIAL | planned_new |  | CONFIDENTIAL | CONFIDENTIAL | CAISO_Solar | 0 | solar | solar_2030_7 | 12.93% | 1 | CONFIDENTIAL | CONFIDENTIAL | ok | new_resolve | 1 | 0 | Inyokern_North_Kramer_Solar_NA_CONFIDENTIAL | 0 | 0 | 1 | 1 | 1 | 0 | 1 | 0 | 0 | 1
PCEA | Inyokern_North_Kramer_Solar | NA | 2030 | 8 | 9.0288 | CONFIDENTIAL | CONFIDENTIAL | planned_new |  | CONFIDENTIAL | CONFIDENTIAL | CAISO_Solar | 0 | solar | solar_2030_8 | 8.953% | 1 | CONFIDENTIAL | CONFIDENTIAL | ok | new_resolve | 1 | 0 | Inyokern_North_Kramer_Solar_NA_CONFIDENTIAL | 0 | 0 | 1 | 1 | 1 | 0 | 1 | 0 | 0 | 1
PCEA | Inyokern_North_Kramer_Solar | NA | 2030 | 9 | 8.2182 | CONFIDENTIAL | CONFIDENTIAL | planned_new |  | CONFIDENTIAL | CONFIDENTIAL | CAISO_Solar | 0 | solar | solar_2030_9 | 4.642% | 1 | CONFIDENTIAL | CONFIDENTIAL | ok | new_resolve | 1 | 0 | Inyokern_North_Kramer_Solar_NA_CONFIDENTIAL | 0 | 0 | 1 | 1 | 1 | 0 | 1 | 0 | 0 | 1
PCEA | Inyokern_North_Kramer_Solar | NA | 2030 | 10 | 7.1753 | CONFIDENTIAL | CONFIDENTIAL | planned_new |  | CONFIDENTIAL | CONFIDENTIAL | CAISO_Solar | 0 | solar | solar_2030_10 | 0.6632% | 1 | CONFIDENTIAL | CONFIDENTIAL | ok | new_resolve | 1 | 0 | Inyokern_North_Kramer_Solar_NA_CONFIDENTIAL | 0 | 0 | 1 | 1 | 1 | 0 | 1 | 0 | 0 | 1
PCEA | Inyokern_North_Kramer_Solar | NA | 2030 | 11 | 5.1143 | CONFIDENTIAL | CONFIDENTIAL | planned_new |  | CONFIDENTIAL | CONFIDENTIAL | CAISO_Solar | 0 | solar | solar_2030_11 | 0.6632% | 1 | CONFIDENTIAL | CONFIDENTIAL | ok | new_resolve | 1 | 0 | Inyokern_North_Kramer_Solar_NA_CONFIDENTIAL | 0 | 0 | 1 | 1 | 1 | 0 | 1 | 0 | 0 | 1
PCEA | Inyokern_North_Kramer_Solar | NA | 2030 | 12 | 4.7809 | CONFIDENTIAL | CONFIDENTIAL | planned_new |  | CONFIDENTIAL | CONFIDENTIAL | CAISO_Solar | 0 | solar | solar_2030_12 | 0% | 1 | CONFIDENTIAL | CONFIDENTIAL | ok | new_resolve | 1 | 0 | Inyokern_North_Kramer_Solar_NA_CONFIDENTIAL | 0 | 0 | 1 | 1 | 1 | 0 | 1 | 0 | 0 | 1
PCEA | Tehachapi_Solar | NA | 2022 | 1 | 4.43 | CONFIDENTIAL | CONFIDENTIAL | planned_new |  | CONFIDENTIAL | CONFIDENTIAL | CAISO_Solar | 0 | solar | solar_2022_1 | 4% | 1 | CONFIDENTIAL | CONFIDENTIAL | ok | new_resolve | 1 | 0 | Tehachapi_Solar_NA_CONFIDENTIAL | 1 | 28 | 1 | 1 | 1 | 0 | 1 | 0 | 0 | 1
PCEA | Tehachapi_Solar | NA | 2022 | 2 | 4.4012 | CONFIDENTIAL | CONFIDENTIAL | planned_new |  | CONFIDENTIAL | CONFIDENTIAL | CAISO_Solar | 0 | solar | solar_2022_2 | 3% | 1 | CONFIDENTIAL | CONFIDENTIAL | ok | new_resolve | 1 | 0 | Tehachapi_Solar_NA_CONFIDENTIAL | 0 | 0 | 1 | 1 | 1 | 0 | 1 | 0 | 0 | 1
PCEA | Tehachapi_Solar | NA | 2022 | 3 | 7.0317 | CONFIDENTIAL | CONFIDENTIAL | planned_new |  | CONFIDENTIAL | CONFIDENTIAL | CAISO_Solar | 0 | solar | solar_2022_3 | 18% | 1 | CONFIDENTIAL | CONFIDENTIAL | ok | new_resolve | 1 | 0 | Tehachapi_Solar_NA_CONFIDENTIAL | 0 | 0 | 1 | 1 | 1 | 0 | 1 | 0 | 0 | 1
PCEA | Tehachapi_Solar | NA | 2022 | 4 | 7.5252 | CONFIDENTIAL | CONFIDENTIAL | planned_new |  | CONFIDENTIAL | CONFIDENTIAL | CAISO_Solar | 0 | solar | solar_2022_4 | 15% | 1 | CONFIDENTIAL | CONFIDENTIAL | ok | new_resolve | 1 | 0 | Tehachapi_Solar_NA_CONFIDENTIAL | 0 | 0 | 1 | 1 | 1 | 0 | 1 | 0 | 0 | 1
PCEA | Tehachapi_Solar | NA | 2022 | 5 | 9.2765 | CONFIDENTIAL | CONFIDENTIAL | planned_new |  | CONFIDENTIAL | CONFIDENTIAL | CAISO_Solar | 0 | solar | solar_2022_5 | 16% | 1 | CONFIDENTIAL | CONFIDENTIAL | ok | new_resolve | 1 | 0 | Tehachapi_Solar_NA_CONFIDENTIAL | 0 | 0 | 1 | 1 | 1 | 0 | 1 | 0 | 0 | 1
PCEA | Tehachapi_Solar | NA | 2022 | 6 | 9.2472 | CONFIDENTIAL | CONFIDENTIAL | planned_new |  | CONFIDENTIAL | CONFIDENTIAL | CAISO_Solar | 0 | solar | solar_2022_6 | 31% | 1 | CONFIDENTIAL | CONFIDENTIAL | ok | new_resolve | 1 | 0 | Tehachapi_Solar_NA_CONFIDENTIAL | 0 | 0 | 1 | 1 | 1 | 0 | 1 | 0 | 0 | 1
PCEA | Tehachapi_Solar | NA | 2022 | 7 | 8.8909 | CONFIDENTIAL | CONFIDENTIAL | planned_new |  | CONFIDENTIAL | CONFIDENTIAL | CAISO_Solar | 0 | solar | solar_2022_7 | 39% | 1 | CONFIDENTIAL | CONFIDENTIAL | ok | new_resolve | 1 | 0 | Tehachapi_Solar_NA_CONFIDENTIAL | 0 | 0 | 1 | 1 | 1 | 0 | 1 | 0 | 0 | 1
PCEA | Tehachapi_Solar | NA | 2022 | 8 | 8.2763 | CONFIDENTIAL | CONFIDENTIAL | planned_new |  | CONFIDENTIAL | CONFIDENTIAL | CAISO_Solar | 0 | solar | solar_2022_8 | 27% | 1 | CONFIDENTIAL | CONFIDENTIAL | ok | new_resolve | 1 | 0 | Tehachapi_Solar_NA_CONFIDENTIAL | 0 | 0 | 1 | 1 | 1 | 0 | 1 | 0 | 0 | 1
PCEA | Tehachapi_Solar | NA | 2022 | 9 | 7.1495 | CONFIDENTIAL | CONFIDENTIAL | planned_new |  | CONFIDENTIAL | CONFIDENTIAL | CAISO_Solar | 0 | solar | solar_2022_9 | 14% | 1 | CONFIDENTIAL | CONFIDENTIAL | ok | new_resolve | 1 | 0 | Tehachapi_Solar_NA_CONFIDENTIAL | 0 | 0 | 1 | 1 | 1 | 0 | 1 | 0 | 0 | 1
PCEA | Tehachapi_Solar | NA | 2022 | 10 | 6.0803 | CONFIDENTIAL | CONFIDENTIAL | planned_new |  | CONFIDENTIAL | CONFIDENTIAL | CAISO_Solar | 0 | solar | solar_2022_10 | 2% | 1 | CONFIDENTIAL | CONFIDENTIAL | ok | new_resolve | 1 | 0 | Tehachapi_Solar_NA_CONFIDENTIAL | 0 | 0 | 1 | 1 | 1 | 0 | 1 | 0 | 0 | 1
PCEA | Tehachapi_Solar | NA | 2022 | 11 | 4.4889 | CONFIDENTIAL | CONFIDENTIAL | planned_new |  | CONFIDENTIAL | CONFIDENTIAL | CAISO_Solar | 0 | solar | solar_2022_11 | 2% | 1 | CONFIDENTIAL | CONFIDENTIAL | ok | new_resolve | 1 | 0 | Tehachapi_Solar_NA_CONFIDENTIAL | 0 | 0 | 1 | 1 | 1 | 0 | 1 | 0 | 0 | 1
PCEA | Tehachapi_Solar | NA | 2022 | 12 | 3.9552 | CONFIDENTIAL | CONFIDENTIAL | planned_new |  | CONFIDENTIAL | CONFIDENTIAL | CAISO_Solar | 0 | solar | solar_2022_12 | 0% | 1 | CONFIDENTIAL | CONFIDENTIAL | ok | new_resolve | 1 | 0 | Tehachapi_Solar_NA_CONFIDENTIAL | 0 | 0 | 1 | 1 | 1 | 0 | 1 | 0 | 0 | 1
PCEA | Tehachapi_Solar | NA | 2023 | 1 | 17.72 | CONFIDENTIAL | CONFIDENTIAL | planned_new |  | CONFIDENTIAL | CONFIDENTIAL | CAISO_Solar | 0 | solar | solar_2023_1 | 4% | 1 | CONFIDENTIAL | CONFIDENTIAL | ok | new_resolve | 1 | 0 | Tehachapi_Solar_NA_CONFIDENTIAL | 0 | 0 | 1 | 1 | 1 | 0 | 1 | 0 | 0 | 1
PCEA | Tehachapi_Solar | NA | 2023 | 2 | 17.6046 | CONFIDENTIAL | CONFIDENTIAL | planned_new |  | CONFIDENTIAL | CONFIDENTIAL | CAISO_Solar | 0 | solar | solar_2023_2 | 3% | 1 | CONFIDENTIAL | CONFIDENTIAL | ok | new_resolve | 1 | 0 | Tehachapi_Solar_NA_CONFIDENTIAL | 0 | 0 | 1 | 1 | 1 | 0 | 1 | 0 | 0 | 1
PCEA | Tehachapi_Solar | NA | 2023 | 3 | 28.1268 | CONFIDENTIAL | CONFIDENTIAL | planned_new |  | CONFIDENTIAL | CONFIDENTIAL | CAISO_Solar | 0 | solar | solar_2023_3 | 18% | 1 | CONFIDENTIAL | CONFIDENTIAL | ok | new_resolve | 1 | 0 | Tehachapi_Solar_NA_CONFIDENTIAL | 0 | 0 | 1 | 1 | 1 | 0 | 1 | 0 | 0 | 1
PCEA | Tehachapi_Solar | NA | 2023 | 4 | 30.1009 | CONFIDENTIAL | CONFIDENTIAL | planned_new |  | CONFIDENTIAL | CONFIDENTIAL | CAISO_Solar | 0 | solar | solar_2023_4 | 15% | 1 | CONFIDENTIAL | CONFIDENTIAL | ok | new_resolve | 1 | 0 | Tehachapi_Solar_NA_CONFIDENTIAL | 0 | 0 | 1 | 1 | 1 | 0 | 1 | 0 | 0 | 1
PCEA | Tehachapi_Solar | NA | 2023 | 5 | 37.1059 | CONFIDENTIAL | CONFIDENTIAL | planned_new |  | CONFIDENTIAL | CONFIDENTIAL | CAISO_Solar | 0 | solar | solar_2023_5 | 16% | 1 | CONFIDENTIAL | CONFIDENTIAL | ok | new_resolve | 1 | 0 | Tehachapi_Solar_NA_CONFIDENTIAL | 0 | 0 | 1 | 1 | 1 | 0 | 1 | 0 | 0 | 1
PCEA | Tehachapi_Solar | NA | 2023 | 6 | 36.9888 | CONFIDENTIAL | CONFIDENTIAL | planned_new |  | CONFIDENTIAL | CONFIDENTIAL | CAISO_Solar | 0 | solar | solar_2023_6 | 31% | 1 | CONFIDENTIAL | CONFIDENTIAL | ok | new_resolve | 1 | 0 | Tehachapi_Solar_NA_CONFIDENTIAL | 0 | 0 | 1 | 1 | 1 | 0 | 1 | 0 | 0 | 1
PCEA | Tehachapi_Solar | NA | 2023 | 7 | 35.5634 | CONFIDENTIAL | CONFIDENTIAL | planned_new |  | CONFIDENTIAL | CONFIDENTIAL | CAISO_Solar | 0 | solar | solar_2023_7 | 39% | 1 | CONFIDENTIAL | CONFIDENTIAL | ok | new_resolve | 1 | 0 | Tehachapi_Solar_NA_CONFIDENTIAL | 0 | 0 | 1 | 1 | 1 | 0 | 1 | 0 | 0 | 1
PCEA | Tehachapi_Solar | NA | 2023 | 8 | 33.1051 | CONFIDENTIAL | CONFIDENTIAL | planned_new |  | CONFIDENTIAL | CONFIDENTIAL | CAISO_Solar | 0 | solar | solar_2023_8 | 27% | 1 | CONFIDENTIAL | CONFIDENTIAL | ok | new_resolve | 1 | 0 | Tehachapi_Solar_NA_CONFIDENTIAL | 0 | 0 | 1 | 1 | 1 | 0 | 1 | 0 | 0 | 1
PCEA | Tehachapi_Solar | NA | 2023 | 9 | 28.5979 | CONFIDENTIAL | CONFIDENTIAL | planned_new |  | CONFIDENTIAL | CONFIDENTIAL | CAISO_Solar | 0 | solar | solar_2023_9 | 14% | 1 | CONFIDENTIAL | CONFIDENTIAL | ok | new_resolve | 1 | 0 | Tehachapi_Solar_NA_CONFIDENTIAL | 0 | 0 | 1 | 1 | 1 | 0 | 1 | 0 | 0 | 1
PCEA | Tehachapi_Solar | NA | 2023 | 10 | 24.3214 | CONFIDENTIAL | CONFIDENTIAL | planned_new |  | CONFIDENTIAL | CONFIDENTIAL | CAISO_Solar | 0 | solar | solar_2023_10 | 2% | 1 | CONFIDENTIAL | CONFIDENTIAL | ok | new_resolve | 1 | 0 | Tehachapi_Solar_NA_CONFIDENTIAL | 0 | 0 | 1 | 1 | 1 | 0 | 1 | 0 | 0 | 1
PCEA | Tehachapi_Solar | NA | 2023 | 11 | 17.9558 | CONFIDENTIAL | CONFIDENTIAL | planned_new |  | CONFIDENTIAL | CONFIDENTIAL | CAISO_Solar | 0 | solar | solar_2023_11 | 2% | 1 | CONFIDENTIAL | CONFIDENTIAL | ok | new_resolve | 1 | 0 | Tehachapi_Solar_NA_CONFIDENTIAL | 0 | 0 | 1 | 1 | 1 | 0 | 1 | 0 | 0 | 1
PCEA | Tehachapi_Solar | NA | 2023 | 12 | 15.8209 | CONFIDENTIAL | CONFIDENTIAL | planned_new |  | CONFIDENTIAL | CONFIDENTIAL | CAISO_Solar | 0 | solar | solar_2023_12 | 0% | 1 | CONFIDENTIAL | CONFIDENTIAL | ok | new_resolve | 1 | 0 | Tehachapi_Solar_NA_CONFIDENTIAL | 0 | 0 | 1 | 1 | 1 | 0 | 1 | 0 | 0 | 1
PCEA | Tehachapi_Solar | NA | 2024 | 1 | 31.01 | CONFIDENTIAL | CONFIDENTIAL | planned_new |  | CONFIDENTIAL | CONFIDENTIAL | CAISO_Solar | 0 | solar | solar_2024_1 | 3.475% | 1 | CONFIDENTIAL | CONFIDENTIAL | ok | new_resolve | 1 | 0 | Tehachapi_Solar_NA_CONFIDENTIAL | 0 | 0 | 1 | 1 | 1 | 0 | 1 | 0 | 0 | 1
PCEA | Tehachapi_Solar | NA | 2024 | 2 | 30.8081 | CONFIDENTIAL | CONFIDENTIAL | planned_new |  | CONFIDENTIAL | CONFIDENTIAL | CAISO_Solar | 0 | solar | solar_2024_2 | 2.606% | 1 | CONFIDENTIAL | CONFIDENTIAL | ok | new_resolve | 1 | 0 | Tehachapi_Solar_NA_CONFIDENTIAL | 0 | 0 | 1 | 1 | 1 | 0 | 1 | 0 | 0 | 1
PCEA | Tehachapi_Solar | NA | 2024 | 3 | 49.2219 | CONFIDENTIAL | CONFIDENTIAL | planned_new |  | CONFIDENTIAL | CONFIDENTIAL | CAISO_Solar | 0 | solar | solar_2024_3 | 15.64% | 1 | CONFIDENTIAL | CONFIDENTIAL | ok | new_resolve | 1 | 0 | Tehachapi_Solar_NA_CONFIDENTIAL | 0 | 0 | 1 | 1 | 1 | 0 | 1 | 0 | 0 | 1
PCEA | Tehachapi_Solar | NA | 2024 | 4 | 52.6765 | CONFIDENTIAL | CONFIDENTIAL | planned_new |  | CONFIDENTIAL | CONFIDENTIAL | CAISO_Solar | 0 | solar | solar_2024_4 | 13.03% | 1 | CONFIDENTIAL | CONFIDENTIAL | ok | new_resolve | 1 | 0 | Tehachapi_Solar_NA_CONFIDENTIAL | 0 | 0 | 1 | 1 | 1 | 0 | 1 | 0 | 0 | 1
PCEA | Tehachapi_Solar | NA | 2024 | 5 | 64.9353 | CONFIDENTIAL | CONFIDENTIAL | planned_new |  | CONFIDENTIAL | CONFIDENTIAL | CAISO_Solar | 0 | solar | solar_2024_5 | 13.9% | 1 | CONFIDENTIAL | CONFIDENTIAL | ok | new_resolve | 1 | 0 | Tehachapi_Solar_NA_CONFIDENTIAL | 0 | 0 | 1 | 1 | 1 | 0 | 1 | 0 | 0 | 1
PCEA | Tehachapi_Solar | NA | 2024 | 6 | 64.7304 | CONFIDENTIAL | CONFIDENTIAL | planned_new |  | CONFIDENTIAL | CONFIDENTIAL | CAISO_Solar | 0 | solar | solar_2024_6 | 26.93% | 1 | CONFIDENTIAL | CONFIDENTIAL | ok | new_resolve | 1 | 0 | Tehachapi_Solar_NA_CONFIDENTIAL | 0 | 0 | 1 | 1 | 1 | 0 | 1 | 0 | 0 | 1
PCEA | Tehachapi_Solar | NA | 2024 | 7 | 62.236 | CONFIDENTIAL | CONFIDENTIAL | planned_new |  | CONFIDENTIAL | CONFIDENTIAL | CAISO_Solar | 0 | solar | solar_2024_7 | 33.88% | 1 | CONFIDENTIAL | CONFIDENTIAL | ok | new_resolve | 1 | 0 | Tehachapi_Solar_NA_CONFIDENTIAL | 0 | 0 | 1 | 1 | 1 | 0 | 1 | 0 | 0 | 1
PCEA | Tehachapi_Solar | NA | 2024 | 8 | 57.934 | CONFIDENTIAL | CONFIDENTIAL | planned_new |  | CONFIDENTIAL | CONFIDENTIAL | CAISO_Solar | 0 | solar | solar_2024_8 | 23.45% | 1 | CONFIDENTIAL | CONFIDENTIAL | ok | new_resolve | 1 | 0 | Tehachapi_Solar_NA_CONFIDENTIAL | 0 | 0 | 1 | 1 | 1 | 0 | 1 | 0 | 0 | 1
PCEA | Tehachapi_Solar | NA | 2024 | 9 | 50.0464 | CONFIDENTIAL | CONFIDENTIAL | planned_new |  | CONFIDENTIAL | CONFIDENTIAL | CAISO_Solar | 0 | solar | solar_2024_9 | 12.16% | 1 | CONFIDENTIAL | CONFIDENTIAL | ok | new_resolve | 1 | 0 | Tehachapi_Solar_NA_CONFIDENTIAL | 0 | 0 | 1 | 1 | 1 | 0 | 1 | 0 | 0 | 1
PCEA | Tehachapi_Solar | NA | 2024 | 10 | 42.5624 | CONFIDENTIAL | CONFIDENTIAL | planned_new |  | CONFIDENTIAL | CONFIDENTIAL | CAISO_Solar | 0 | solar | solar_2024_10 | 1.737% | 1 | CONFIDENTIAL | CONFIDENTIAL | ok | new_resolve | 1 | 0 | Tehachapi_Solar_NA_CONFIDENTIAL | 0 | 0 | 1 | 1 | 1 | 0 | 1 | 0 | 0 | 1
PCEA | Tehachapi_Solar | NA | 2024 | 11 | 31.4226 | CONFIDENTIAL | CONFIDENTIAL | planned_new |  | CONFIDENTIAL | CONFIDENTIAL | CAISO_Solar | 0 | solar | solar_2024_11 | 1.737% | 1 | CONFIDENTIAL | CONFIDENTIAL | ok | new_resolve | 1 | 0 | Tehachapi_Solar_NA_CONFIDENTIAL | 0 | 0 | 1 | 1 | 1 | 0 | 1 | 0 | 0 | 1
PCEA | Tehachapi_Solar | NA | 2024 | 12 | 27.6866 | CONFIDENTIAL | CONFIDENTIAL | planned_new |  | CONFIDENTIAL | CONFIDENTIAL | CAISO_Solar | 0 | solar | solar_2024_12 | 0% | 1 | CONFIDENTIAL | CONFIDENTIAL | ok | new_resolve | 1 | 0 | Tehachapi_Solar_NA_CONFIDENTIAL | 0 | 0 | 1 | 1 | 1 | 0 | 1 | 0 | 0 | 1
PCEA | Tehachapi_Solar | NA | 2025 | 1 | 44.2999 | CONFIDENTIAL | CONFIDENTIAL | planned_new |  | CONFIDENTIAL | CONFIDENTIAL | CAISO_Solar | 0 | solar | solar_2025_1 | 2.95% | 1 | CONFIDENTIAL | CONFIDENTIAL | ok | new_resolve | 1 | 0 | Tehachapi_Solar_NA_CONFIDENTIAL | 0 | 0 | 1 | 1 | 1 | 0 | 1 | 0 | 0 | 1
PCEA | Tehachapi_Solar | NA | 2025 | 2 | 44.0115 | CONFIDENTIAL | CONFIDENTIAL | planned_new |  | CONFIDENTIAL | CONFIDENTIAL | CAISO_Solar | 0 | solar | solar_2025_2 | 2.212% | 1 | CONFIDENTIAL | CONFIDENTIAL | ok | new_resolve | 1 | 0 | Tehachapi_Solar_NA_CONFIDENTIAL | 0 | 0 | 1 | 1 | 1 | 0 | 1 | 0 | 0 | 1
PCEA | Tehachapi_Solar | NA | 2025 | 3 | 70.317 | CONFIDENTIAL | CONFIDENTIAL | planned_new |  | CONFIDENTIAL | CONFIDENTIAL | CAISO_Solar | 0 | solar | solar_2025_3 | 13.27% | 1 | CONFIDENTIAL | CONFIDENTIAL | ok | new_resolve | 1 | 0 | Tehachapi_Solar_NA_CONFIDENTIAL | 0 | 0 | 1 | 1 | 1 | 0 | 1 | 0 | 0 | 1
PCEA | Tehachapi_Solar | NA | 2025 | 4 | 75.2522 | CONFIDENTIAL | CONFIDENTIAL | planned_new |  | CONFIDENTIAL | CONFIDENTIAL | CAISO_Solar | 0 | solar | solar_2025_4 | 11.06% | 1 | CONFIDENTIAL | CONFIDENTIAL | ok | new_resolve | 1 | 0 | Tehachapi_Solar_NA_CONFIDENTIAL | 0 | 0 | 1 | 1 | 1 | 0 | 1 | 0 | 0 | 1
PCEA | Tehachapi_Solar | NA | 2025 | 5 | 92.7646 | CONFIDENTIAL | CONFIDENTIAL | planned_new |  | CONFIDENTIAL | CONFIDENTIAL | CAISO_Solar | 0 | solar | solar_2025_5 | 11.8% | 1 | CONFIDENTIAL | CONFIDENTIAL | ok | new_resolve | 1 | 0 | Tehachapi_Solar_NA_CONFIDENTIAL | 0 | 0 | 1 | 1 | 1 | 0 | 1 | 0 | 0 | 1
PCEA | Tehachapi_Solar | NA | 2025 | 6 | 92.472 | CONFIDENTIAL | CONFIDENTIAL | planned_new |  | CONFIDENTIAL | CONFIDENTIAL | CAISO_Solar | 0 | solar | solar_2025_6 | 22.86% | 1 | CONFIDENTIAL | CONFIDENTIAL | ok | new_resolve | 1 | 0 | Tehachapi_Solar_NA_CONFIDENTIAL | 0 | 0 | 1 | 1 | 1 | 0 | 1 | 0 | 0 | 1
PCEA | Tehachapi_Solar | NA | 2025 | 7 | 88.9085 | CONFIDENTIAL | CONFIDENTIAL | planned_new |  | CONFIDENTIAL | CONFIDENTIAL | CAISO_Solar | 0 | solar | solar_2025_7 | 28.76% | 1 | CONFIDENTIAL | CONFIDENTIAL | ok | new_resolve | 1 | 0 | Tehachapi_Solar_NA_CONFIDENTIAL | 0 | 0 | 1 | 1 | 1 | 0 | 1 | 0 | 0 | 1
PCEA | Tehachapi_Solar | NA | 2025 | 8 | 82.7628 | CONFIDENTIAL | CONFIDENTIAL | planned_new |  | CONFIDENTIAL | CONFIDENTIAL | CAISO_Solar | 0 | solar | solar_2025_8 | 19.91% | 1 | CONFIDENTIAL | CONFIDENTIAL | ok | new_resolve | 1 | 0 | Tehachapi_Solar_NA_CONFIDENTIAL | 0 | 0 | 1 | 1 | 1 | 0 | 1 | 0 | 0 | 1
PCEA | Tehachapi_Solar | NA | 2025 | 9 | 71.4948 | CONFIDENTIAL | CONFIDENTIAL | planned_new |  | CONFIDENTIAL | CONFIDENTIAL | CAISO_Solar | 0 | solar | solar_2025_9 | 10.32% | 1 | CONFIDENTIAL | CONFIDENTIAL | ok | new_resolve | 1 | 0 | Tehachapi_Solar_NA_CONFIDENTIAL | 0 | 0 | 1 | 1 | 1 | 0 | 1 | 0 | 0 | 1
PCEA | Tehachapi_Solar | NA | 2025 | 10 | 60.8035 | CONFIDENTIAL | CONFIDENTIAL | planned_new |  | CONFIDENTIAL | CONFIDENTIAL | CAISO_Solar | 0 | solar | solar_2025_10 | 1.475% | 1 | CONFIDENTIAL | CONFIDENTIAL | ok | new_resolve | 1 | 0 | Tehachapi_Solar_NA_CONFIDENTIAL | 0 | 0 | 1 | 1 | 1 | 0 | 1 | 0 | 0 | 1
PCEA | Tehachapi_Solar | NA | 2025 | 11 | 44.8894 | CONFIDENTIAL | CONFIDENTIAL | planned_new |  | CONFIDENTIAL | CONFIDENTIAL | CAISO_Solar | 0 | solar | solar_2025_11 | 1.475% | 1 | CONFIDENTIAL | CONFIDENTIAL | ok | new_resolve | 1 | 0 | Tehachapi_Solar_NA_CONFIDENTIAL | 0 | 0 | 1 | 1 | 1 | 0 | 1 | 0 | 0 | 1
PCEA | Tehachapi_Solar | NA | 2025 | 12 | 39.5523 | CONFIDENTIAL | CONFIDENTIAL | planned_new |  | CONFIDENTIAL | CONFIDENTIAL | CAISO_Solar | 0 | solar | solar_2025_12 | 0% | 1 | CONFIDENTIAL | CONFIDENTIAL | ok | new_resolve | 1 | 0 | Tehachapi_Solar_NA_CONFIDENTIAL | 0 | 0 | 1 | 1 | 1 | 0 | 1 | 0 | 0 | 1
PCEA | Tehachapi_Solar | NA | 2026 | 1 | 44.2999 | CONFIDENTIAL | CONFIDENTIAL | planned_new |  | CONFIDENTIAL | CONFIDENTIAL | CAISO_Solar | 0 | solar | solar_2026_1 | 2.424% | 1 | CONFIDENTIAL | CONFIDENTIAL | ok | new_resolve | 1 | 0 | Tehachapi_Solar_NA_CONFIDENTIAL | 0 | 0 | 1 | 1 | 1 | 0 | 1 | 0 | 0 | 1
PCEA | Tehachapi_Solar | NA | 2026 | 2 | 44.0115 | CONFIDENTIAL | CONFIDENTIAL | planned_new |  | CONFIDENTIAL | CONFIDENTIAL | CAISO_Solar | 0 | solar | solar_2026_2 | 1.818% | 1 | CONFIDENTIAL | CONFIDENTIAL | ok | new_resolve | 1 | 0 | Tehachapi_Solar_NA_CONFIDENTIAL | 0 | 0 | 1 | 1 | 1 | 0 | 1 | 0 | 0 | 1
PCEA | Tehachapi_Solar | NA | 2026 | 3 | 70.317 | CONFIDENTIAL | CONFIDENTIAL | planned_new |  | CONFIDENTIAL | CONFIDENTIAL | CAISO_Solar | 0 | solar | solar_2026_3 | 10.91% | 1 | CONFIDENTIAL | CONFIDENTIAL | ok | new_resolve | 1 | 0 | Tehachapi_Solar_NA_CONFIDENTIAL | 0 | 0 | 1 | 1 | 1 | 0 | 1 | 0 | 0 | 1
PCEA | Tehachapi_Solar | NA | 2026 | 4 | 75.2522 | CONFIDENTIAL | CONFIDENTIAL | planned_new |  | CONFIDENTIAL | CONFIDENTIAL | CAISO_Solar | 0 | solar | solar_2026_4 | 9.091% | 1 | CONFIDENTIAL | CONFIDENTIAL | ok | new_resolve | 1 | 0 | Tehachapi_Solar_NA_CONFIDENTIAL | 0 | 0 | 1 | 1 | 1 | 0 | 1 | 0 | 0 | 1
PCEA | Tehachapi_Solar | NA | 2026 | 5 | 92.7646 | CONFIDENTIAL | CONFIDENTIAL | planned_new |  | CONFIDENTIAL | CONFIDENTIAL | CAISO_Solar | 0 | solar | solar_2026_5 | 9.697% | 1 | CONFIDENTIAL | CONFIDENTIAL | ok | new_resolve | 1 | 0 | Tehachapi_Solar_NA_CONFIDENTIAL | 0 | 0 | 1 | 1 | 1 | 0 | 1 | 0 | 0 | 1
PCEA | Tehachapi_Solar | NA | 2026 | 6 | 92.472 | CONFIDENTIAL | CONFIDENTIAL | planned_new |  | CONFIDENTIAL | CONFIDENTIAL | CAISO_Solar | 0 | solar | solar_2026_6 | 18.79% | 1 | CONFIDENTIAL | CONFIDENTIAL | ok | new_resolve | 1 | 0 | Tehachapi_Solar_NA_CONFIDENTIAL | 0 | 0 | 1 | 1 | 1 | 0 | 1 | 0 | 0 | 1
PCEA | Tehachapi_Solar | NA | 2026 | 7 | 88.9085 | CONFIDENTIAL | CONFIDENTIAL | planned_new |  | CONFIDENTIAL | CONFIDENTIAL | CAISO_Solar | 0 | solar | solar_2026_7 | 23.64% | 1 | CONFIDENTIAL | CONFIDENTIAL | ok | new_resolve | 1 | 0 | Tehachapi_Solar_NA_CONFIDENTIAL | 0 | 0 | 1 | 1 | 1 | 0 | 1 | 0 | 0 | 1
PCEA | Tehachapi_Solar | NA | 2026 | 8 | 82.7628 | CONFIDENTIAL | CONFIDENTIAL | planned_new |  | CONFIDENTIAL | CONFIDENTIAL | CAISO_Solar | 0 | solar | solar_2026_8 | 16.36% | 1 | CONFIDENTIAL | CONFIDENTIAL | ok | new_resolve | 1 | 0 | Tehachapi_Solar_NA_CONFIDENTIAL | 0 | 0 | 1 | 1 | 1 | 0 | 1 | 0 | 0 | 1
PCEA | Tehachapi_Solar | NA | 2026 | 9 | 71.4948 | CONFIDENTIAL | CONFIDENTIAL | planned_new |  | CONFIDENTIAL | CONFIDENTIAL | CAISO_Solar | 0 | solar | solar_2026_9 | 8.485% | 1 | CONFIDENTIAL | CONFIDENTIAL | ok | new_resolve | 1 | 0 | Tehachapi_Solar_NA_CONFIDENTIAL | 0 | 0 | 1 | 1 | 1 | 0 | 1 | 0 | 0 | 1
PCEA | Tehachapi_Solar | NA | 2026 | 10 | 60.8035 | CONFIDENTIAL | CONFIDENTIAL | planned_new |  | CONFIDENTIAL | CONFIDENTIAL | CAISO_Solar | 0 | solar | solar_2026_10 | 1.212% | 1 | CONFIDENTIAL | CONFIDENTIAL | ok | new_resolve | 1 | 0 | Tehachapi_Solar_NA_CONFIDENTIAL | 0 | 0 | 1 | 1 | 1 | 0 | 1 | 0 | 0 | 1
PCEA | Tehachapi_Solar | NA | 2026 | 11 | 44.8894 | CONFIDENTIAL | CONFIDENTIAL | planned_new |  | CONFIDENTIAL | CONFIDENTIAL | CAISO_Solar | 0 | solar | solar_2026_11 | 1.212% | 1 | CONFIDENTIAL | CONFIDENTIAL | ok | new_resolve | 1 | 0 | Tehachapi_Solar_NA_CONFIDENTIAL | 0 | 0 | 1 | 1 | 1 | 0 | 1 | 0 | 0 | 1
PCEA | Tehachapi_Solar | NA | 2026 | 12 | 39.5523 | CONFIDENTIAL | CONFIDENTIAL | planned_new |  | CONFIDENTIAL | CONFIDENTIAL | CAISO_Solar | 0 | solar | solar_2026_12 | 0% | 1 | CONFIDENTIAL | CONFIDENTIAL | ok | new_resolve | 1 | 0 | Tehachapi_Solar_NA_CONFIDENTIAL | 0 | 0 | 1 | 1 | 1 | 0 | 1 | 0 | 0 | 1
PCEA | Tehachapi_Solar | NA | 2027 | 1 | 44.2999 | CONFIDENTIAL | CONFIDENTIAL | planned_new |  | CONFIDENTIAL | CONFIDENTIAL | CAISO_Solar | 0 | solar | solar_2027_1 | 2.15% | 1 | CONFIDENTIAL | CONFIDENTIAL | ok | new_resolve | 1 | 0 | Tehachapi_Solar_NA_CONFIDENTIAL | 0 | 0 | 1 | 1 | 1 | 0 | 1 | 0 | 0 | 1
PCEA | Tehachapi_Solar | NA | 2027 | 2 | 44.0115 | CONFIDENTIAL | CONFIDENTIAL | planned_new |  | CONFIDENTIAL | CONFIDENTIAL | CAISO_Solar | 0 | solar | solar_2027_2 | 1.612% | 1 | CONFIDENTIAL | CONFIDENTIAL | ok | new_resolve | 1 | 0 | Tehachapi_Solar_NA_CONFIDENTIAL | 0 | 0 | 1 | 1 | 1 | 0 | 1 | 0 | 0 | 1
PCEA | Tehachapi_Solar | NA | 2027 | 3 | 70.317 | CONFIDENTIAL | CONFIDENTIAL | planned_new |  | CONFIDENTIAL | CONFIDENTIAL | CAISO_Solar | 0 | solar | solar_2027_3 | 9.674% | 1 | CONFIDENTIAL | CONFIDENTIAL | ok | new_resolve | 1 | 0 | Tehachapi_Solar_NA_CONFIDENTIAL | 0 | 0 | 1 | 1 | 1 | 0 | 1 | 0 | 0 | 1
PCEA | Tehachapi_Solar | NA | 2027 | 4 | 75.2522 | CONFIDENTIAL | CONFIDENTIAL | planned_new |  | CONFIDENTIAL | CONFIDENTIAL | CAISO_Solar | 0 | solar | solar_2027_4 | 8.062% | 1 | CONFIDENTIAL | CONFIDENTIAL | ok | new_resolve | 1 | 0 | Tehachapi_Solar_NA_CONFIDENTIAL | 0 | 0 | 1 | 1 | 1 | 0 | 1 | 0 | 0 | 1
PCEA | Tehachapi_Solar | NA | 2027 | 5 | 92.7646 | CONFIDENTIAL | CONFIDENTIAL | planned_new |  | CONFIDENTIAL | CONFIDENTIAL | CAISO_Solar | 0 | solar | solar_2027_5 | 8.599% | 1 | CONFIDENTIAL | CONFIDENTIAL | ok | new_resolve | 1 | 0 | Tehachapi_Solar_NA_CONFIDENTIAL | 0 | 0 | 1 | 1 | 1 | 0 | 1 | 0 | 0 | 1
PCEA | Tehachapi_Solar | NA | 2027 | 6 | 92.472 | CONFIDENTIAL | CONFIDENTIAL | planned_new |  | CONFIDENTIAL | CONFIDENTIAL | CAISO_Solar | 0 | solar | solar_2027_6 | 16.66% | 1 | CONFIDENTIAL | CONFIDENTIAL | ok | new_resolve | 1 | 0 | Tehachapi_Solar_NA_CONFIDENTIAL | 0 | 0 | 1 | 1 | 1 | 0 | 1 | 0 | 0 | 1
PCEA | Tehachapi_Solar | NA | 2027 | 7 | 88.9085 | CONFIDENTIAL | CONFIDENTIAL | planned_new |  | CONFIDENTIAL | CONFIDENTIAL | CAISO_Solar | 0 | solar | solar_2027_7 | 20.96% | 1 | CONFIDENTIAL | CONFIDENTIAL | ok | new_resolve | 1 | 0 | Tehachapi_Solar_NA_CONFIDENTIAL | 0 | 0 | 1 | 1 | 1 | 0 | 1 | 0 | 0 | 1
PCEA | Tehachapi_Solar | NA | 2027 | 8 | 82.7628 | CONFIDENTIAL | CONFIDENTIAL | planned_new |  | CONFIDENTIAL | CONFIDENTIAL | CAISO_Solar | 0 | solar | solar_2027_8 | 14.51% | 1 | CONFIDENTIAL | CONFIDENTIAL | ok | new_resolve | 1 | 0 | Tehachapi_Solar_NA_CONFIDENTIAL | 0 | 0 | 1 | 1 | 1 | 0 | 1 | 0 | 0 | 1
PCEA | Tehachapi_Solar | NA | 2027 | 9 | 71.4948 | CONFIDENTIAL | CONFIDENTIAL | planned_new |  | CONFIDENTIAL | CONFIDENTIAL | CAISO_Solar | 0 | solar | solar_2027_9 | 7.524% | 1 | CONFIDENTIAL | CONFIDENTIAL | ok | new_resolve | 1 | 0 | Tehachapi_Solar_NA_CONFIDENTIAL | 0 | 0 | 1 | 1 | 1 | 0 | 1 | 0 | 0 | 1
PCEA | Tehachapi_Solar | NA | 2027 | 10 | 60.8035 | CONFIDENTIAL | CONFIDENTIAL | planned_new |  | CONFIDENTIAL | CONFIDENTIAL | CAISO_Solar | 0 | solar | solar_2027_10 | 1.075% | 1 | CONFIDENTIAL | CONFIDENTIAL | ok | new_resolve | 1 | 0 | Tehachapi_Solar_NA_CONFIDENTIAL | 0 | 0 | 1 | 1 | 1 | 0 | 1 | 0 | 0 | 1
PCEA | Tehachapi_Solar | NA | 2027 | 11 | 44.8894 | CONFIDENTIAL | CONFIDENTIAL | planned_new |  | CONFIDENTIAL | CONFIDENTIAL | CAISO_Solar | 0 | solar | solar_2027_11 | 1.075% | 1 | CONFIDENTIAL | CONFIDENTIAL | ok | new_resolve | 1 | 0 | Tehachapi_Solar_NA_CONFIDENTIAL | 0 | 0 | 1 | 1 | 1 | 0 | 1 | 0 | 0 | 1
PCEA | Tehachapi_Solar | NA | 2027 | 12 | 39.5523 | CONFIDENTIAL | CONFIDENTIAL | planned_new |  | CONFIDENTIAL | CONFIDENTIAL | CAISO_Solar | 0 | solar | solar_2027_12 | 0% | 1 | CONFIDENTIAL | CONFIDENTIAL | ok | new_resolve | 1 | 0 | Tehachapi_Solar_NA_CONFIDENTIAL | 0 | 0 | 1 | 1 | 1 | 0 | 1 | 0 | 0 | 1
PCEA | Tehachapi_Solar | NA | 2028 | 1 | 44.2999 | CONFIDENTIAL | CONFIDENTIAL | planned_new |  | CONFIDENTIAL | CONFIDENTIAL | CAISO_Solar | 0 | solar | solar_2028_1 | 1.875% | 1 | CONFIDENTIAL | CONFIDENTIAL | ok | new_resolve | 1 | 0 | Tehachapi_Solar_NA_CONFIDENTIAL | 0 | 0 | 1 | 1 | 1 | 0 | 1 | 0 | 0 | 1
PCEA | Tehachapi_Solar | NA | 2028 | 2 | 44.0115 | CONFIDENTIAL | CONFIDENTIAL | planned_new |  | CONFIDENTIAL | CONFIDENTIAL | CAISO_Solar | 0 | solar | solar_2028_2 | 1.406% | 1 | CONFIDENTIAL | CONFIDENTIAL | ok | new_resolve | 1 | 0 | Tehachapi_Solar_NA_CONFIDENTIAL | 0 | 0 | 1 | 1 | 1 | 0 | 1 | 0 | 0 | 1
PCEA | Tehachapi_Solar | NA | 2028 | 3 | 70.317 | CONFIDENTIAL | CONFIDENTIAL | planned_new |  | CONFIDENTIAL | CONFIDENTIAL | CAISO_Solar | 0 | solar | solar_2028_3 | 8.439% | 1 | CONFIDENTIAL | CONFIDENTIAL | ok | new_resolve | 1 | 0 | Tehachapi_Solar_NA_CONFIDENTIAL | 0 | 0 | 1 | 1 | 1 | 0 | 1 | 0 | 0 | 1
PCEA | Tehachapi_Solar | NA | 2028 | 4 | 75.2522 | CONFIDENTIAL | CONFIDENTIAL | planned_new |  | CONFIDENTIAL | CONFIDENTIAL | CAISO_Solar | 0 | solar | solar_2028_4 | 7.032% | 1 | CONFIDENTIAL | CONFIDENTIAL | ok | new_resolve | 1 | 0 | Tehachapi_Solar_NA_CONFIDENTIAL | 0 | 0 | 1 | 1 | 1 | 0 | 1 | 0 | 0 | 1
PCEA | Tehachapi_Solar | NA | 2028 | 5 | 92.7646 | CONFIDENTIAL | CONFIDENTIAL | planned_new |  | CONFIDENTIAL | CONFIDENTIAL | CAISO_Solar | 0 | solar | solar_2028_5 | 7.501% | 1 | CONFIDENTIAL | CONFIDENTIAL | ok | new_resolve | 1 | 0 | Tehachapi_Solar_NA_CONFIDENTIAL | 0 | 0 | 1 | 1 | 1 | 0 | 1 | 0 | 0 | 1
PCEA | Tehachapi_Solar | NA | 2028 | 6 | 92.472 | CONFIDENTIAL | CONFIDENTIAL | planned_new |  | CONFIDENTIAL | CONFIDENTIAL | CAISO_Solar | 0 | solar | solar_2028_6 | 14.53% | 1 | CONFIDENTIAL | CONFIDENTIAL | ok | new_resolve | 1 | 0 | Tehachapi_Solar_NA_CONFIDENTIAL | 0 | 0 | 1 | 1 | 1 | 0 | 1 | 0 | 0 | 1
PCEA | Tehachapi_Solar | NA | 2028 | 7 | 88.9085 | CONFIDENTIAL | CONFIDENTIAL | planned_new |  | CONFIDENTIAL | CONFIDENTIAL | CAISO_Solar | 0 | solar | solar_2028_7 | 18.28% | 1 | CONFIDENTIAL | CONFIDENTIAL | ok | new_resolve | 1 | 0 | Tehachapi_Solar_NA_CONFIDENTIAL | 0 | 0 | 1 | 1 | 1 | 0 | 1 | 0 | 0 | 1
PCEA | Tehachapi_Solar | NA | 2028 | 8 | 82.7628 | CONFIDENTIAL | CONFIDENTIAL | planned_new |  | CONFIDENTIAL | CONFIDENTIAL | CAISO_Solar | 0 | solar | solar_2028_8 | 12.66% | 1 | CONFIDENTIAL | CONFIDENTIAL | ok | new_resolve | 1 | 0 | Tehachapi_Solar_NA_CONFIDENTIAL | 0 | 0 | 1 | 1 | 1 | 0 | 1 | 0 | 0 | 1
PCEA | Tehachapi_Solar | NA | 2028 | 9 | 71.4948 | CONFIDENTIAL | CONFIDENTIAL | planned_new |  | CONFIDENTIAL | CONFIDENTIAL | CAISO_Solar | 0 | solar | solar_2028_9 | 6.563% | 1 | CONFIDENTIAL | CONFIDENTIAL | ok | new_resolve | 1 | 0 | Tehachapi_Solar_NA_CONFIDENTIAL | 0 | 0 | 1 | 1 | 1 | 0 | 1 | 0 | 0 | 1
PCEA | Tehachapi_Solar | NA | 2028 | 10 | 60.8035 | CONFIDENTIAL | CONFIDENTIAL | planned_new |  | CONFIDENTIAL | CONFIDENTIAL | CAISO_Solar | 0 | solar | solar_2028_10 | 0.9376% | 1 | CONFIDENTIAL | CONFIDENTIAL | ok | new_resolve | 1 | 0 | Tehachapi_Solar_NA_CONFIDENTIAL | 0 | 0 | 1 | 1 | 1 | 0 | 1 | 0 | 0 | 1
PCEA | Tehachapi_Solar | NA | 2028 | 11 | 44.8894 | CONFIDENTIAL | CONFIDENTIAL | planned_new |  | CONFIDENTIAL | CONFIDENTIAL | CAISO_Solar | 0 | solar | solar_2028_11 | 0.9376% | 1 | CONFIDENTIAL | CONFIDENTIAL | ok | new_resolve | 1 | 0 | Tehachapi_Solar_NA_CONFIDENTIAL | 0 | 0 | 1 | 1 | 1 | 0 | 1 | 0 | 0 | 1
PCEA | Tehachapi_Solar | NA | 2028 | 12 | 39.5523 | CONFIDENTIAL | CONFIDENTIAL | planned_new |  | CONFIDENTIAL | CONFIDENTIAL | CAISO_Solar | 0 | solar | solar_2028_12 | 0% | 1 | CONFIDENTIAL | CONFIDENTIAL | ok | new_resolve | 1 | 0 | Tehachapi_Solar_NA_CONFIDENTIAL | 0 | 0 | 1 | 1 | 1 | 0 | 1 | 0 | 0 | 1
PCEA | Tehachapi_Solar | NA | 2029 | 1 | 44.2999 | CONFIDENTIAL | CONFIDENTIAL | planned_new |  | CONFIDENTIAL | CONFIDENTIAL | CAISO_Solar | 0 | solar | solar_2029_1 | 1.601% | 1 | CONFIDENTIAL | CONFIDENTIAL | ok | new_resolve | 1 | 0 | Tehachapi_Solar_NA_CONFIDENTIAL | 0 | 0 | 1 | 1 | 1 | 0 | 1 | 0 | 0 | 1
PCEA | Tehachapi_Solar | NA | 2029 | 2 | 44.0115 | CONFIDENTIAL | CONFIDENTIAL | planned_new |  | CONFIDENTIAL | CONFIDENTIAL | CAISO_Solar | 0 | solar | solar_2029_2 | 1.201% | 1 | CONFIDENTIAL | CONFIDENTIAL | ok | new_resolve | 1 | 0 | Tehachapi_Solar_NA_CONFIDENTIAL | 0 | 0 | 1 | 1 | 1 | 0 | 1 | 0 | 0 | 1
PCEA | Tehachapi_Solar | NA | 2029 | 3 | 70.317 | CONFIDENTIAL | CONFIDENTIAL | planned_new |  | CONFIDENTIAL | CONFIDENTIAL | CAISO_Solar | 0 | solar | solar_2029_3 | 7.204% | 1 | CONFIDENTIAL | CONFIDENTIAL | ok | new_resolve | 1 | 0 | Tehachapi_Solar_NA_CONFIDENTIAL | 0 | 0 | 1 | 1 | 1 | 0 | 1 | 0 | 0 | 1
PCEA | Tehachapi_Solar | NA | 2029 | 4 | 75.2522 | CONFIDENTIAL | CONFIDENTIAL | planned_new |  | CONFIDENTIAL | CONFIDENTIAL | CAISO_Solar | 0 | solar | solar_2029_4 | 6.003% | 1 | CONFIDENTIAL | CONFIDENTIAL | ok | new_resolve | 1 | 0 | Tehachapi_Solar_NA_CONFIDENTIAL | 0 | 0 | 1 | 1 | 1 | 0 | 1 | 0 | 0 | 1
PCEA | Tehachapi_Solar | NA | 2029 | 5 | 92.7646 | CONFIDENTIAL | CONFIDENTIAL | planned_new |  | CONFIDENTIAL | CONFIDENTIAL | CAISO_Solar | 0 | solar | solar_2029_5 | 6.403% | 1 | CONFIDENTIAL | CONFIDENTIAL | ok | new_resolve | 1 | 0 | Tehachapi_Solar_NA_CONFIDENTIAL | 0 | 0 | 1 | 1 | 1 | 0 | 1 | 0 | 0 | 1
PCEA | Tehachapi_Solar | NA | 2029 | 6 | 92.472 | CONFIDENTIAL | CONFIDENTIAL | planned_new |  | CONFIDENTIAL | CONFIDENTIAL | CAISO_Solar | 0 | solar | solar_2029_6 | 12.41% | 1 | CONFIDENTIAL | CONFIDENTIAL | ok | new_resolve | 1 | 0 | Tehachapi_Solar_NA_CONFIDENTIAL | 0 | 0 | 1 | 1 | 1 | 0 | 1 | 0 | 0 | 1
PCEA | Tehachapi_Solar | NA | 2029 | 7 | 88.9085 | CONFIDENTIAL | CONFIDENTIAL | planned_new |  | CONFIDENTIAL | CONFIDENTIAL | CAISO_Solar | 0 | solar | solar_2029_7 | 15.61% | 1 | CONFIDENTIAL | CONFIDENTIAL | ok | new_resolve | 1 | 0 | Tehachapi_Solar_NA_CONFIDENTIAL | 0 | 0 | 1 | 1 | 1 | 0 | 1 | 0 | 0 | 1
PCEA | Tehachapi_Solar | NA | 2029 | 8 | 82.7628 | CONFIDENTIAL | CONFIDENTIAL | planned_new |  | CONFIDENTIAL | CONFIDENTIAL | CAISO_Solar | 0 | solar | solar_2029_8 | 10.81% | 1 | CONFIDENTIAL | CONFIDENTIAL | ok | new_resolve | 1 | 0 | Tehachapi_Solar_NA_CONFIDENTIAL | 0 | 0 | 1 | 1 | 1 | 0 | 1 | 0 | 0 | 1
PCEA | Tehachapi_Solar | NA | 2029 | 9 | 71.4948 | CONFIDENTIAL | CONFIDENTIAL | planned_new |  | CONFIDENTIAL | CONFIDENTIAL | CAISO_Solar | 0 | solar | solar_2029_9 | 5.603% | 1 | CONFIDENTIAL | CONFIDENTIAL | ok | new_resolve | 1 | 0 | Tehachapi_Solar_NA_CONFIDENTIAL | 0 | 0 | 1 | 1 | 1 | 0 | 1 | 0 | 0 | 1
PCEA | Tehachapi_Solar | NA | 2029 | 10 | 60.8035 | CONFIDENTIAL | CONFIDENTIAL | planned_new |  | CONFIDENTIAL | CONFIDENTIAL | CAISO_Solar | 0 | solar | solar_2029_10 | 0.8004% | 1 | CONFIDENTIAL | CONFIDENTIAL | ok | new_resolve | 1 | 0 | Tehachapi_Solar_NA_CONFIDENTIAL | 0 | 0 | 1 | 1 | 1 | 0 | 1 | 0 | 0 | 1
PCEA | Tehachapi_Solar | NA | 2029 | 11 | 44.8894 | CONFIDENTIAL | CONFIDENTIAL | planned_new |  | CONFIDENTIAL | CONFIDENTIAL | CAISO_Solar | 0 | solar | solar_2029_11 | 0.8004% | 1 | CONFIDENTIAL | CONFIDENTIAL | ok | new_resolve | 1 | 0 | Tehachapi_Solar_NA_CONFIDENTIAL | 0 | 0 | 1 | 1 | 1 | 0 | 1 | 0 | 0 | 1
PCEA | Tehachapi_Solar | NA | 2029 | 12 | 39.5523 | CONFIDENTIAL | CONFIDENTIAL | planned_new |  | CONFIDENTIAL | CONFIDENTIAL | CAISO_Solar | 0 | solar | solar_2029_12 | 0% | 1 | CONFIDENTIAL | CONFIDENTIAL | ok | new_resolve | 1 | 0 | Tehachapi_Solar_NA_CONFIDENTIAL | 0 | 0 | 1 | 1 | 1 | 0 | 1 | 0 | 0 | 1
PCEA | Tehachapi_Solar | NA | 2030 | 1 | 44.2999 | CONFIDENTIAL | CONFIDENTIAL | planned_new |  | CONFIDENTIAL | CONFIDENTIAL | CAISO_Solar | 0 | solar | solar_2030_1 | 1.326% | 1 | CONFIDENTIAL | CONFIDENTIAL | ok | new_resolve | 1 | 0 | Tehachapi_Solar_NA_CONFIDENTIAL | 0 | 0 | 1 | 1 | 1 | 0 | 1 | 0 | 0 | 1
PCEA | Tehachapi_Solar | NA | 2030 | 2 | 44.0115 | CONFIDENTIAL | CONFIDENTIAL | planned_new |  | CONFIDENTIAL | CONFIDENTIAL | CAISO_Solar | 0 | solar | solar_2030_2 | 0.9947% | 1 | CONFIDENTIAL | CONFIDENTIAL | ok | new_resolve | 1 | 0 | Tehachapi_Solar_NA_CONFIDENTIAL | 0 | 0 | 1 | 1 | 1 | 0 | 1 | 0 | 0 | 1
PCEA | Tehachapi_Solar | NA | 2030 | 3 | 70.317 | CONFIDENTIAL | CONFIDENTIAL | planned_new |  | CONFIDENTIAL | CONFIDENTIAL | CAISO_Solar | 0 | solar | solar_2030_3 | 5.968% | 1 | CONFIDENTIAL | CONFIDENTIAL | ok | new_resolve | 1 | 0 | Tehachapi_Solar_NA_CONFIDENTIAL | 0 | 0 | 1 | 1 | 1 | 0 | 1 | 0 | 0 | 1
PCEA | Tehachapi_Solar | NA | 2030 | 4 | 75.2522 | CONFIDENTIAL | CONFIDENTIAL | planned_new |  | CONFIDENTIAL | CONFIDENTIAL | CAISO_Solar | 0 | solar | solar_2030_4 | 4.974% | 1 | CONFIDENTIAL | CONFIDENTIAL | ok | new_resolve | 1 | 0 | Tehachapi_Solar_NA_CONFIDENTIAL | 0 | 0 | 1 | 1 | 1 | 0 | 1 | 0 | 0 | 1
PCEA | Tehachapi_Solar | NA | 2030 | 5 | 92.7646 | CONFIDENTIAL | CONFIDENTIAL | planned_new |  | CONFIDENTIAL | CONFIDENTIAL | CAISO_Solar | 0 | solar | solar_2030_5 | 5.305% | 1 | CONFIDENTIAL | CONFIDENTIAL | ok | new_resolve | 1 | 0 | Tehachapi_Solar_NA_CONFIDENTIAL | 0 | 0 | 1 | 1 | 1 | 0 | 1 | 0 | 0 | 1
PCEA | Tehachapi_Solar | NA | 2030 | 6 | 92.472 | CONFIDENTIAL | CONFIDENTIAL | planned_new |  | CONFIDENTIAL | CONFIDENTIAL | CAISO_Solar | 0 | solar | solar_2030_6 | 10.28% | 1 | CONFIDENTIAL | CONFIDENTIAL | ok | new_resolve | 1 | 0 | Tehachapi_Solar_NA_CONFIDENTIAL | 0 | 0 | 1 | 1 | 1 | 0 | 1 | 0 | 0 | 1
PCEA | Tehachapi_Solar | NA | 2030 | 7 | 88.9085 | CONFIDENTIAL | CONFIDENTIAL | planned_new |  | CONFIDENTIAL | CONFIDENTIAL | CAISO_Solar | 0 | solar | solar_2030_7 | 12.93% | 1 | CONFIDENTIAL | CONFIDENTIAL | ok | new_resolve | 1 | 0 | Tehachapi_Solar_NA_CONFIDENTIAL | 0 | 0 | 1 | 1 | 1 | 0 | 1 | 0 | 0 | 1
PCEA | Tehachapi_Solar | NA | 2030 | 8 | 82.7628 | CONFIDENTIAL | CONFIDENTIAL | planned_new |  | CONFIDENTIAL | CONFIDENTIAL | CAISO_Solar | 0 | solar | solar_2030_8 | 8.953% | 1 | CONFIDENTIAL | CONFIDENTIAL | ok | new_resolve | 1 | 0 | Tehachapi_Solar_NA_CONFIDENTIAL | 0 | 0 | 1 | 1 | 1 | 0 | 1 | 0 | 0 | 1
PCEA | Tehachapi_Solar | NA | 2030 | 9 | 71.4948 | CONFIDENTIAL | CONFIDENTIAL | planned_new |  | CONFIDENTIAL | CONFIDENTIAL | CAISO_Solar | 0 | solar | solar_2030_9 | 4.642% | 1 | CONFIDENTIAL | CONFIDENTIAL | ok | new_resolve | 1 | 0 | Tehachapi_Solar_NA_CONFIDENTIAL | 0 | 0 | 1 | 1 | 1 | 0 | 1 | 0 | 0 | 1
PCEA | Tehachapi_Solar | NA | 2030 | 10 | 60.8035 | CONFIDENTIAL | CONFIDENTIAL | planned_new |  | CONFIDENTIAL | CONFIDENTIAL | CAISO_Solar | 0 | solar | solar_2030_10 | 0.6632% | 1 | CONFIDENTIAL | CONFIDENTIAL | ok | new_resolve | 1 | 0 | Tehachapi_Solar_NA_CONFIDENTIAL | 0 | 0 | 1 | 1 | 1 | 0 | 1 | 0 | 0 | 1
PCEA | Tehachapi_Solar | NA | 2030 | 11 | 44.8894 | CONFIDENTIAL | CONFIDENTIAL | planned_new |  | CONFIDENTIAL | CONFIDENTIAL | CAISO_Solar | 0 | solar | solar_2030_11 | 0.6632% | 1 | CONFIDENTIAL | CONFIDENTIAL | ok | new_resolve | 1 | 0 | Tehachapi_Solar_NA_CONFIDENTIAL | 0 | 0 | 1 | 1 | 1 | 0 | 1 | 0 | 0 | 1
PCEA | Tehachapi_Solar | NA | 2030 | 12 | 39.5523 | CONFIDENTIAL | CONFIDENTIAL | planned_new |  | CONFIDENTIAL | CONFIDENTIAL | CAISO_Solar | 0 | solar | solar_2030_12 | 0% | 1 | CONFIDENTIAL | CONFIDENTIAL | ok | new_resolve | 1 | 0 | Tehachapi_Solar_NA_CONFIDENTIAL | 0 | 0 | 1 | 1 | 1 | 0 | 1 | 0 | 0 | 1
PCEA | transfer_purchase | NA | 2020 | 1 | 0 | CONFIDENTIAL | CONFIDENTIAL | online |  | CONFIDENTIAL | CONFIDENTIAL | transfer_purchase | 1 | unknown | unknown_2020_1 | 0% | 1 | CONFIDENTIAL | CONFIDENTIAL | ok | special | 0 | 0 | transfer_purchase_NA_CONFIDENTIAL | 0 | 0 | 1 | 1 | 1 | 0 | 1 | 0 | 0 | 1
PCEA | transfer_purchase | NA | 2020 | 2 | 0 | CONFIDENTIAL | CONFIDENTIAL | online |  | CONFIDENTIAL | CONFIDENTIAL | transfer_purchase | 1 | unknown | unknown_2020_2 | 0% | 1 | CONFIDENTIAL | CONFIDENTIAL | ok | special | 0 | 0 | transfer_purchase_NA_CONFIDENTIAL | 0 | 0 | 1 | 1 | 1 | 0 | 1 | 0 | 0 | 1
PCEA | transfer_purchase | NA | 2020 | 3 | 0 | CONFIDENTIAL | CONFIDENTIAL | online |  | CONFIDENTIAL | CONFIDENTIAL | transfer_purchase | 1 | unknown | unknown_2020_3 | 0% | 1 | CONFIDENTIAL | CONFIDENTIAL | ok | special | 0 | 0 | transfer_purchase_NA_CONFIDENTIAL | 0 | 0 | 1 | 1 | 1 | 0 | 1 | 0 | 0 | 1
PCEA | transfer_purchase | NA | 2020 | 4 | 0 | CONFIDENTIAL | CONFIDENTIAL | online |  | CONFIDENTIAL | CONFIDENTIAL | transfer_purchase | 1 | unknown | unknown_2020_4 | 0% | 1 | CONFIDENTIAL | CONFIDENTIAL | ok | special | 0 | 0 | transfer_purchase_NA_CONFIDENTIAL | 0 | 0 | 1 | 1 | 1 | 0 | 1 | 0 | 0 | 1
PCEA | transfer_purchase | NA | 2020 | 5 | 0 | CONFIDENTIAL | CONFIDENTIAL | online |  | CONFIDENTIAL | CONFIDENTIAL | transfer_purchase | 1 | unknown | unknown_2020_5 | 0% | 1 | CONFIDENTIAL | CONFIDENTIAL | ok | special | 0 | 0 | transfer_purchase_NA_CONFIDENTIAL | 0 | 0 | 1 | 1 | 1 | 0 | 1 | 0 | 0 | 1
PCEA | transfer_purchase | NA | 2020 | 6 | 0 | CONFIDENTIAL | CONFIDENTIAL | online |  | CONFIDENTIAL | CONFIDENTIAL | transfer_purchase | 1 | unknown | unknown_2020_6 | 0% | 1 | CONFIDENTIAL | CONFIDENTIAL | ok | special | 0 | 0 | transfer_purchase_NA_CONFIDENTIAL | 0 | 0 | 1 | 1 | 1 | 0 | 1 | 0 | 0 | 1
PCEA | transfer_purchase | NA | 2020 | 7 | 0 | CONFIDENTIAL | CONFIDENTIAL | online |  | CONFIDENTIAL | CONFIDENTIAL | transfer_purchase | 1 | unknown | unknown_2020_7 | 0% | 1 | CONFIDENTIAL | CONFIDENTIAL | ok | special | 0 | 0 | transfer_purchase_NA_CONFIDENTIAL | 0 | 0 | 1 | 1 | 1 | 0 | 1 | 0 | 0 | 1
PCEA | transfer_purchase | NA | 2020 | 8 | 0 | CONFIDENTIAL | CONFIDENTIAL | online |  | CONFIDENTIAL | CONFIDENTIAL | transfer_purchase | 1 | unknown | unknown_2020_8 | 0% | 1 | CONFIDENTIAL | CONFIDENTIAL | ok | special | 0 | 0 | transfer_purchase_NA_CONFIDENTIAL | 0 | 0 | 1 | 1 | 1 | 0 | 1 | 0 | 0 | 1
PCEA | transfer_purchase | NA | 2020 | 9 | 0 | CONFIDENTIAL | CONFIDENTIAL | online |  | CONFIDENTIAL | CONFIDENTIAL | transfer_purchase | 1 | unknown | unknown_2020_9 | 0% | 1 | CONFIDENTIAL | CONFIDENTIAL | ok | special | 0 | 0 | transfer_purchase_NA_CONFIDENTIAL | 0 | 0 | 1 | 1 | 1 | 0 | 1 | 0 | 0 | 1
PCEA | transfer_purchase | NA | 2020 | 10 | 0 | CONFIDENTIAL | CONFIDENTIAL | online |  | CONFIDENTIAL | CONFIDENTIAL | transfer_purchase | 1 | unknown | unknown_2020_10 | 0% | 1 | CONFIDENTIAL | CONFIDENTIAL | ok | special | 0 | 0 | transfer_purchase_NA_CONFIDENTIAL | 0 | 0 | 1 | 1 | 1 | 0 | 1 | 0 | 0 | 1
PCEA | transfer_purchase | NA | 2020 | 11 | 0 | CONFIDENTIAL | CONFIDENTIAL | online |  | CONFIDENTIAL | CONFIDENTIAL | transfer_purchase | 1 | unknown | unknown_2020_11 | 0% | 1 | CONFIDENTIAL | CONFIDENTIAL | ok | special | 0 | 0 | transfer_purchase_NA_CONFIDENTIAL | 0 | 0 | 1 | 1 | 1 | 0 | 1 | 0 | 0 | 1
PCEA | transfer_purchase | NA | 2020 | 12 | 0 | CONFIDENTIAL | CONFIDENTIAL | online |  | CONFIDENTIAL | CONFIDENTIAL | transfer_purchase | 1 | unknown | unknown_2020_12 | 0% | 1 | CONFIDENTIAL | CONFIDENTIAL | ok | special | 0 | 0 | transfer_purchase_NA_CONFIDENTIAL | 0 | 0 | 1 | 1 | 1 | 0 | 1 | 0 | 0 | 1
PCEA | transfer_purchase | NA | 2021 | 1 | 0 | CONFIDENTIAL | CONFIDENTIAL | planned_existing |  | CONFIDENTIAL | CONFIDENTIAL | transfer_purchase | 1 | unknown | unknown_2021_1 | 0% | 1 | CONFIDENTIAL | CONFIDENTIAL | ok | special | 0 | 0 | transfer_purchase_NA_CONFIDENTIAL | 0 | 0 | 1 | 1 | 1 | 0 | 1 | 0 | 0 | 1
PCEA | transfer_purchase | NA | 2021 | 2 | 0 | CONFIDENTIAL | CONFIDENTIAL | planned_existing |  | CONFIDENTIAL | CONFIDENTIAL | transfer_purchase | 1 | unknown | unknown_2021_2 | 0% | 1 | CONFIDENTIAL | CONFIDENTIAL | ok | special | 0 | 0 | transfer_purchase_NA_CONFIDENTIAL | 0 | 0 | 1 | 1 | 1 | 0 | 1 | 0 | 0 | 1
PCEA | transfer_purchase | NA | 2021 | 3 | 0 | CONFIDENTIAL | CONFIDENTIAL | planned_existing |  | CONFIDENTIAL | CONFIDENTIAL | transfer_purchase | 1 | unknown | unknown_2021_3 | 0% | 1 | CONFIDENTIAL | CONFIDENTIAL | ok | special | 0 | 0 | transfer_purchase_NA_CONFIDENTIAL | 0 | 0 | 1 | 1 | 1 | 0 | 1 | 0 | 0 | 1
PCEA | transfer_purchase | NA | 2021 | 4 | 0 | CONFIDENTIAL | CONFIDENTIAL | planned_existing |  | CONFIDENTIAL | CONFIDENTIAL | transfer_purchase | 1 | unknown | unknown_2021_4 | 0% | 1 | CONFIDENTIAL | CONFIDENTIAL | ok | special | 0 | 0 | transfer_purchase_NA_CONFIDENTIAL | 0 | 0 | 1 | 1 | 1 | 0 | 1 | 0 | 0 | 1
PCEA | transfer_purchase | NA | 2021 | 5 | 0 | CONFIDENTIAL | CONFIDENTIAL | planned_existing |  | CONFIDENTIAL | CONFIDENTIAL | transfer_purchase | 1 | unknown | unknown_2021_5 | 0% | 1 | CONFIDENTIAL | CONFIDENTIAL | ok | special | 0 | 0 | transfer_purchase_NA_CONFIDENTIAL | 0 | 0 | 1 | 1 | 1 | 0 | 1 | 0 | 0 | 1
PCEA | transfer_purchase | NA | 2021 | 6 | 0 | CONFIDENTIAL | CONFIDENTIAL | planned_existing |  | CONFIDENTIAL | CONFIDENTIAL | transfer_purchase | 1 | unknown | unknown_2021_6 | 0% | 1 | CONFIDENTIAL | CONFIDENTIAL | ok | special | 0 | 0 | transfer_purchase_NA_CONFIDENTIAL | 0 | 0 | 1 | 1 | 1 | 0 | 1 | 0 | 0 | 1
PCEA | transfer_purchase | NA | 2021 | 7 | 0 | CONFIDENTIAL | CONFIDENTIAL | planned_existing |  | CONFIDENTIAL | CONFIDENTIAL | transfer_purchase | 1 | unknown | unknown_2021_7 | 0% | 1 | CONFIDENTIAL | CONFIDENTIAL | ok | special | 0 | 0 | transfer_purchase_NA_CONFIDENTIAL | 0 | 0 | 1 | 1 | 1 | 0 | 1 | 0 | 0 | 1
PCEA | transfer_purchase | NA | 2021 | 8 | 0 | CONFIDENTIAL | CONFIDENTIAL | planned_existing |  | CONFIDENTIAL | CONFIDENTIAL | transfer_purchase | 1 | unknown | unknown_2021_8 | 0% | 1 | CONFIDENTIAL | CONFIDENTIAL | ok | special | 0 | 0 | transfer_purchase_NA_CONFIDENTIAL | 0 | 0 | 1 | 1 | 1 | 0 | 1 | 0 | 0 | 1
PCEA | transfer_purchase | NA | 2021 | 9 | 0 | CONFIDENTIAL | CONFIDENTIAL | planned_existing |  | CONFIDENTIAL | CONFIDENTIAL | transfer_purchase | 1 | unknown | unknown_2021_9 | 0% | 1 | CONFIDENTIAL | CONFIDENTIAL | ok | special | 0 | 0 | transfer_purchase_NA_CONFIDENTIAL | 0 | 0 | 1 | 1 | 1 | 0 | 1 | 0 | 0 | 1
PCEA | transfer_purchase | NA | 2021 | 10 | 0 | CONFIDENTIAL | CONFIDENTIAL | planned_existing |  | CONFIDENTIAL | CONFIDENTIAL | transfer_purchase | 1 | unknown | unknown_2021_10 | 0% | 1 | CONFIDENTIAL | CONFIDENTIAL | ok | special | 0 | 0 | transfer_purchase_NA_CONFIDENTIAL | 0 | 0 | 1 | 1 | 1 | 0 | 1 | 0 | 0 | 1
PCEA | transfer_purchase | NA | 2021 | 11 | 0 | CONFIDENTIAL | CONFIDENTIAL | planned_existing |  | CONFIDENTIAL | CONFIDENTIAL | transfer_purchase | 1 | unknown | unknown_2021_11 | 0% | 1 | CONFIDENTIAL | CONFIDENTIAL | ok | special | 0 | 0 | transfer_purchase_NA_CONFIDENTIAL | 0 | 0 | 1 | 1 | 1 | 0 | 1 | 0 | 0 | 1
PCEA | transfer_purchase | NA | 2021 | 12 | 0 | CONFIDENTIAL | CONFIDENTIAL | planned_existing |  | CONFIDENTIAL | CONFIDENTIAL | transfer_purchase | 1 | unknown | unknown_2021_12 | 0% | 1 | CONFIDENTIAL | CONFIDENTIAL | ok | special | 0 | 0 | transfer_purchase_NA_CONFIDENTIAL | 0 | 0 | 1 | 1 | 1 | 0 | 1 | 0 | 0 | 1
PCEA | transfer_purchase | NA | 2022 | 1 | 0 | CONFIDENTIAL | CONFIDENTIAL | planned_existing |  | CONFIDENTIAL | CONFIDENTIAL | transfer_purchase | 1 | unknown | unknown_2022_1 | 0% | 1 | CONFIDENTIAL | CONFIDENTIAL | ok | special | 0 | 0 | transfer_purchase_NA_CONFIDENTIAL | 0 | 0 | 1 | 1 | 1 | 0 | 1 | 0 | 0 | 1
PCEA | transfer_purchase | NA | 2022 | 2 | 0 | CONFIDENTIAL | CONFIDENTIAL | planned_existing |  | CONFIDENTIAL | CONFIDENTIAL | transfer_purchase | 1 | unknown | unknown_2022_2 | 0% | 1 | CONFIDENTIAL | CONFIDENTIAL | ok | special | 0 | 0 | transfer_purchase_NA_CONFIDENTIAL | 0 | 0 | 1 | 1 | 1 | 0 | 1 | 0 | 0 | 1
PCEA | transfer_purchase | NA | 2022 | 3 | 0 | CONFIDENTIAL | CONFIDENTIAL | planned_existing |  | CONFIDENTIAL | CONFIDENTIAL | transfer_purchase | 1 | unknown | unknown_2022_3 | 0% | 1 | CONFIDENTIAL | CONFIDENTIAL | ok | special | 0 | 0 | transfer_purchase_NA_CONFIDENTIAL | 0 | 0 | 1 | 1 | 1 | 0 | 1 | 0 | 0 | 1
PCEA | transfer_purchase | NA | 2022 | 4 | 0 | CONFIDENTIAL | CONFIDENTIAL | planned_existing |  | CONFIDENTIAL | CONFIDENTIAL | transfer_purchase | 1 | unknown | unknown_2022_4 | 0% | 1 | CONFIDENTIAL | CONFIDENTIAL | ok | special | 0 | 0 | transfer_purchase_NA_CONFIDENTIAL | 0 | 0 | 1 | 1 | 1 | 0 | 1 | 0 | 0 | 1
PCEA | transfer_purchase | NA | 2022 | 5 | 0 | CONFIDENTIAL | CONFIDENTIAL | planned_existing |  | CONFIDENTIAL | CONFIDENTIAL | transfer_purchase | 1 | unknown | unknown_2022_5 | 0% | 1 | CONFIDENTIAL | CONFIDENTIAL | ok | special | 0 | 0 | transfer_purchase_NA_CONFIDENTIAL | 0 | 0 | 1 | 1 | 1 | 0 | 1 | 0 | 0 | 1
PCEA | transfer_purchase | NA | 2022 | 6 | 0 | CONFIDENTIAL | CONFIDENTIAL | planned_existing |  | CONFIDENTIAL | CONFIDENTIAL | transfer_purchase | 1 | unknown | unknown_2022_6 | 0% | 1 | CONFIDENTIAL | CONFIDENTIAL | ok | special | 0 | 0 | transfer_purchase_NA_CONFIDENTIAL | 0 | 0 | 1 | 1 | 1 | 0 | 1 | 0 | 0 | 1
PCEA | transfer_purchase | NA | 2022 | 7 | 0 | CONFIDENTIAL | CONFIDENTIAL | planned_existing |  | CONFIDENTIAL | CONFIDENTIAL | transfer_purchase | 1 | unknown | unknown_2022_7 | 0% | 1 | CONFIDENTIAL | CONFIDENTIAL | ok | special | 0 | 0 | transfer_purchase_NA_CONFIDENTIAL | 0 | 0 | 1 | 1 | 1 | 0 | 1 | 0 | 0 | 1
PCEA | transfer_purchase | NA | 2022 | 8 | 0 | CONFIDENTIAL | CONFIDENTIAL | planned_existing |  | CONFIDENTIAL | CONFIDENTIAL | transfer_purchase | 1 | unknown | unknown_2022_8 | 0% | 1 | CONFIDENTIAL | CONFIDENTIAL | ok | special | 0 | 0 | transfer_purchase_NA_CONFIDENTIAL | 0 | 0 | 1 | 1 | 1 | 0 | 1 | 0 | 0 | 1
PCEA | transfer_purchase | NA | 2022 | 9 | 0 | CONFIDENTIAL | CONFIDENTIAL | planned_existing |  | CONFIDENTIAL | CONFIDENTIAL | transfer_purchase | 1 | unknown | unknown_2022_9 | 0% | 1 | CONFIDENTIAL | CONFIDENTIAL | ok | special | 0 | 0 | transfer_purchase_NA_CONFIDENTIAL | 0 | 0 | 1 | 1 | 1 | 0 | 1 | 0 | 0 | 1
PCEA | transfer_purchase | NA | 2022 | 10 | 0 | CONFIDENTIAL | CONFIDENTIAL | planned_existing |  | CONFIDENTIAL | CONFIDENTIAL | transfer_purchase | 1 | unknown | unknown_2022_10 | 0% | 1 | CONFIDENTIAL | CONFIDENTIAL | ok | special | 0 | 0 | transfer_purchase_NA_CONFIDENTIAL | 0 | 0 | 1 | 1 | 1 | 0 | 1 | 0 | 0 | 1
PCEA | transfer_purchase | NA | 2022 | 11 | 0 | CONFIDENTIAL | CONFIDENTIAL | planned_existing |  | CONFIDENTIAL | CONFIDENTIAL | transfer_purchase | 1 | unknown | unknown_2022_11 | 0% | 1 | CONFIDENTIAL | CONFIDENTIAL | ok | special | 0 | 0 | transfer_purchase_NA_CONFIDENTIAL | 0 | 0 | 1 | 1 | 1 | 0 | 1 | 0 | 0 | 1
PCEA | transfer_purchase | NA | 2022 | 12 | 0 | CONFIDENTIAL | CONFIDENTIAL | planned_existing |  | CONFIDENTIAL | CONFIDENTIAL | transfer_purchase | 1 | unknown | unknown_2022_12 | 0% | 1 | CONFIDENTIAL | CONFIDENTIAL | ok | special | 0 | 0 | transfer_purchase_NA_CONFIDENTIAL | 0 | 0 | 1 | 1 | 1 | 0 | 1 | 0 | 0 | 1
PCEA | transfer_purchase | NA | 2023 | 1 | 0 | CONFIDENTIAL | CONFIDENTIAL | planned_existing |  | CONFIDENTIAL | CONFIDENTIAL | transfer_purchase | 1 | unknown | unknown_2023_1 | 0% | 1 | CONFIDENTIAL | CONFIDENTIAL | ok | special | 0 | 0 | transfer_purchase_NA_CONFIDENTIAL | 0 | 0 | 1 | 1 | 1 | 0 | 1 | 0 | 0 | 1
PCEA | transfer_purchase | NA | 2023 | 2 | 0 | CONFIDENTIAL | CONFIDENTIAL | planned_existing |  | CONFIDENTIAL | CONFIDENTIAL | transfer_purchase | 1 | unknown | unknown_2023_2 | 0% | 1 | CONFIDENTIAL | CONFIDENTIAL | ok | special | 0 | 0 | transfer_purchase_NA_CONFIDENTIAL | 0 | 0 | 1 | 1 | 1 | 0 | 1 | 0 | 0 | 1
PCEA | transfer_purchase | NA | 2023 | 3 | 0 | CONFIDENTIAL | CONFIDENTIAL | planned_existing |  | CONFIDENTIAL | CONFIDENTIAL | transfer_purchase | 1 | unknown | unknown_2023_3 | 0% | 1 | CONFIDENTIAL | CONFIDENTIAL | ok | special | 0 | 0 | transfer_purchase_NA_CONFIDENTIAL | 0 | 0 | 1 | 1 | 1 | 0 | 1 | 0 | 0 | 1
PCEA | transfer_purchase | NA | 2023 | 4 | 0 | CONFIDENTIAL | CONFIDENTIAL | planned_existing |  | CONFIDENTIAL | CONFIDENTIAL | transfer_purchase | 1 | unknown | unknown_2023_4 | 0% | 1 | CONFIDENTIAL | CONFIDENTIAL | ok | special | 0 | 0 | transfer_purchase_NA_CONFIDENTIAL | 0 | 0 | 1 | 1 | 1 | 0 | 1 | 0 | 0 | 1
PCEA | transfer_purchase | NA | 2023 | 5 | 0 | CONFIDENTIAL | CONFIDENTIAL | planned_existing |  | CONFIDENTIAL | CONFIDENTIAL | transfer_purchase | 1 | unknown | unknown_2023_5 | 0% | 1 | CONFIDENTIAL | CONFIDENTIAL | ok | special | 0 | 0 | transfer_purchase_NA_CONFIDENTIAL | 0 | 0 | 1 | 1 | 1 | 0 | 1 | 0 | 0 | 1
PCEA | transfer_purchase | NA | 2023 | 6 | 0 | CONFIDENTIAL | CONFIDENTIAL | planned_existing |  | CONFIDENTIAL | CONFIDENTIAL | transfer_purchase | 1 | unknown | unknown_2023_6 | 0% | 1 | CONFIDENTIAL | CONFIDENTIAL | ok | special | 0 | 0 | transfer_purchase_NA_CONFIDENTIAL | 0 | 0 | 1 | 1 | 1 | 0 | 1 | 0 | 0 | 1
PCEA | transfer_purchase | NA | 2023 | 7 | 0 | CONFIDENTIAL | CONFIDENTIAL | planned_existing |  | CONFIDENTIAL | CONFIDENTIAL | transfer_purchase | 1 | unknown | unknown_2023_7 | 0% | 1 | CONFIDENTIAL | CONFIDENTIAL | ok | special | 0 | 0 | transfer_purchase_NA_CONFIDENTIAL | 0 | 0 | 1 | 1 | 1 | 0 | 1 | 0 | 0 | 1
PCEA | transfer_purchase | NA | 2023 | 8 | 0 | CONFIDENTIAL | CONFIDENTIAL | planned_existing |  | CONFIDENTIAL | CONFIDENTIAL | transfer_purchase | 1 | unknown | unknown_2023_8 | 0% | 1 | CONFIDENTIAL | CONFIDENTIAL | ok | special | 0 | 0 | transfer_purchase_NA_CONFIDENTIAL | 0 | 0 | 1 | 1 | 1 | 0 | 1 | 0 | 0 | 1
PCEA | transfer_purchase | NA | 2023 | 9 | 0 | CONFIDENTIAL | CONFIDENTIAL | planned_existing |  | CONFIDENTIAL | CONFIDENTIAL | transfer_purchase | 1 | unknown | unknown_2023_9 | 0% | 1 | CONFIDENTIAL | CONFIDENTIAL | ok | special | 0 | 0 | transfer_purchase_NA_CONFIDENTIAL | 0 | 0 | 1 | 1 | 1 | 0 | 1 | 0 | 0 | 1
PCEA | transfer_purchase | NA | 2023 | 10 | 0 | CONFIDENTIAL | CONFIDENTIAL | planned_existing |  | CONFIDENTIAL | CONFIDENTIAL | transfer_purchase | 1 | unknown | unknown_2023_10 | 0% | 1 | CONFIDENTIAL | CONFIDENTIAL | ok | special | 0 | 0 | transfer_purchase_NA_CONFIDENTIAL | 0 | 0 | 1 | 1 | 1 | 0 | 1 | 0 | 0 | 1
PCEA | transfer_purchase | NA | 2023 | 11 | 0 | CONFIDENTIAL | CONFIDENTIAL | planned_existing |  | CONFIDENTIAL | CONFIDENTIAL | transfer_purchase | 1 | unknown | unknown_2023_11 | 0% | 1 | CONFIDENTIAL | CONFIDENTIAL | ok | special | 0 | 0 | transfer_purchase_NA_CONFIDENTIAL | 0 | 0 | 1 | 1 | 1 | 0 | 1 | 0 | 0 | 1
PCEA | transfer_purchase | NA | 2023 | 12 | 0 | CONFIDENTIAL | CONFIDENTIAL | planned_existing |  | CONFIDENTIAL | CONFIDENTIAL | transfer_purchase | 1 | unknown | unknown_2023_12 | 0% | 1 | CONFIDENTIAL | CONFIDENTIAL | ok | special | 0 | 0 | transfer_purchase_NA_CONFIDENTIAL | 0 | 0 | 1 | 1 | 1 | 0 | 1 | 0 | 0 | 1
PCEA | transfer_purchase | NA | 2024 | 1 | 0 | CONFIDENTIAL | CONFIDENTIAL | planned_existing |  | CONFIDENTIAL | CONFIDENTIAL | transfer_purchase | 1 | unknown | unknown_2024_1 | 0% | 1 | CONFIDENTIAL | CONFIDENTIAL | ok | special | 0 | 0 | transfer_purchase_NA_CONFIDENTIAL | 0 | 0 | 1 | 1 | 1 | 0 | 1 | 0 | 0 | 1
PCEA | transfer_purchase | NA | 2024 | 2 | 0 | CONFIDENTIAL | CONFIDENTIAL | planned_existing |  | CONFIDENTIAL | CONFIDENTIAL | transfer_purchase | 1 | unknown | unknown_2024_2 | 0% | 1 | CONFIDENTIAL | CONFIDENTIAL | ok | special | 0 | 0 | transfer_purchase_NA_CONFIDENTIAL | 0 | 0 | 1 | 1 | 1 | 0 | 1 | 0 | 0 | 1
PCEA | transfer_purchase | NA | 2024 | 3 | 0 | CONFIDENTIAL | CONFIDENTIAL | planned_existing |  | CONFIDENTIAL | CONFIDENTIAL | transfer_purchase | 1 | unknown | unknown_2024_3 | 0% | 1 | CONFIDENTIAL | CONFIDENTIAL | ok | special | 0 | 0 | transfer_purchase_NA_CONFIDENTIAL | 0 | 0 | 1 | 1 | 1 | 0 | 1 | 0 | 0 | 1
PCEA | transfer_purchase | NA | 2024 | 4 | 0 | CONFIDENTIAL | CONFIDENTIAL | planned_existing |  | CONFIDENTIAL | CONFIDENTIAL | transfer_purchase | 1 | unknown | unknown_2024_4 | 0% | 1 | CONFIDENTIAL | CONFIDENTIAL | ok | special | 0 | 0 | transfer_purchase_NA_CONFIDENTIAL | 0 | 0 | 1 | 1 | 1 | 0 | 1 | 0 | 0 | 1
PCEA | transfer_purchase | NA | 2024 | 5 | 0 | CONFIDENTIAL | CONFIDENTIAL | planned_existing |  | CONFIDENTIAL | CONFIDENTIAL | transfer_purchase | 1 | unknown | unknown_2024_5 | 0% | 1 | CONFIDENTIAL | CONFIDENTIAL | ok | special | 0 | 0 | transfer_purchase_NA_CONFIDENTIAL | 0 | 0 | 1 | 1 | 1 | 0 | 1 | 0 | 0 | 1
PCEA | transfer_purchase | NA | 2024 | 6 | 0 | CONFIDENTIAL | CONFIDENTIAL | planned_existing |  | CONFIDENTIAL | CONFIDENTIAL | transfer_purchase | 1 | unknown | unknown_2024_6 | 0% | 1 | CONFIDENTIAL | CONFIDENTIAL | ok | special | 0 | 0 | transfer_purchase_NA_CONFIDENTIAL | 0 | 0 | 1 | 1 | 1 | 0 | 1 | 0 | 0 | 1
PCEA | transfer_purchase | NA | 2024 | 7 | 0 | CONFIDENTIAL | CONFIDENTIAL | planned_existing |  | CONFIDENTIAL | CONFIDENTIAL | transfer_purchase | 1 | unknown | unknown_2024_7 | 0% | 1 | CONFIDENTIAL | CONFIDENTIAL | ok | special | 0 | 0 | transfer_purchase_NA_CONFIDENTIAL | 0 | 0 | 1 | 1 | 1 | 0 | 1 | 0 | 0 | 1
PCEA | transfer_purchase | NA | 2024 | 8 | 0 | CONFIDENTIAL | CONFIDENTIAL | planned_existing |  | CONFIDENTIAL | CONFIDENTIAL | transfer_purchase | 1 | unknown | unknown_2024_8 | 0% | 1 | CONFIDENTIAL | CONFIDENTIAL | ok | special | 0 | 0 | transfer_purchase_NA_CONFIDENTIAL | 0 | 0 | 1 | 1 | 1 | 0 | 1 | 0 | 0 | 1
PCEA | transfer_purchase | NA | 2024 | 9 | 0 | CONFIDENTIAL | CONFIDENTIAL | planned_existing |  | CONFIDENTIAL | CONFIDENTIAL | transfer_purchase | 1 | unknown | unknown_2024_9 | 0% | 1 | CONFIDENTIAL | CONFIDENTIAL | ok | special | 0 | 0 | transfer_purchase_NA_CONFIDENTIAL | 0 | 0 | 1 | 1 | 1 | 0 | 1 | 0 | 0 | 1
PCEA | transfer_purchase | NA | 2024 | 10 | 0 | CONFIDENTIAL | CONFIDENTIAL | planned_existing |  | CONFIDENTIAL | CONFIDENTIAL | transfer_purchase | 1 | unknown | unknown_2024_10 | 0% | 1 | CONFIDENTIAL | CONFIDENTIAL | ok | special | 0 | 0 | transfer_purchase_NA_CONFIDENTIAL | 0 | 0 | 1 | 1 | 1 | 0 | 1 | 0 | 0 | 1
PCEA | transfer_purchase | NA | 2024 | 11 | 0 | CONFIDENTIAL | CONFIDENTIAL | planned_existing |  | CONFIDENTIAL | CONFIDENTIAL | transfer_purchase | 1 | unknown | unknown_2024_11 | 0% | 1 | CONFIDENTIAL | CONFIDENTIAL | ok | special | 0 | 0 | transfer_purchase_NA_CONFIDENTIAL | 0 | 0 | 1 | 1 | 1 | 0 | 1 | 0 | 0 | 1
PCEA | transfer_purchase | NA | 2024 | 12 | 0 | CONFIDENTIAL | CONFIDENTIAL | planned_existing |  | CONFIDENTIAL | CONFIDENTIAL | transfer_purchase | 1 | unknown | unknown_2024_12 | 0% | 1 | CONFIDENTIAL | CONFIDENTIAL | ok | special | 0 | 0 | transfer_purchase_NA_CONFIDENTIAL | 0 | 0 | 1 | 1 | 1 | 0 | 1 | 0 | 0 | 1
PCEA | transfer_purchase | NA | 2025 | 1 | 0 | CONFIDENTIAL | CONFIDENTIAL | planned_existing |  | CONFIDENTIAL | CONFIDENTIAL | transfer_purchase | 1 | unknown | unknown_2025_1 | 0% | 1 | CONFIDENTIAL | CONFIDENTIAL | ok | special | 0 | 0 | transfer_purchase_NA_CONFIDENTIAL | 0 | 0 | 1 | 1 | 1 | 0 | 1 | 0 | 0 | 1
PCEA | transfer_purchase | NA | 2025 | 2 | 0 | CONFIDENTIAL | CONFIDENTIAL | planned_existing |  | CONFIDENTIAL | CONFIDENTIAL | transfer_purchase | 1 | unknown | unknown_2025_2 | 0% | 1 | CONFIDENTIAL | CONFIDENTIAL | ok | special | 0 | 0 | transfer_purchase_NA_CONFIDENTIAL | 0 | 0 | 1 | 1 | 1 | 0 | 1 | 0 | 0 | 1
PCEA | transfer_purchase | NA | 2025 | 3 | 0 | CONFIDENTIAL | CONFIDENTIAL | planned_existing |  | CONFIDENTIAL | CONFIDENTIAL | transfer_purchase | 1 | unknown | unknown_2025_3 | 0% | 1 | CONFIDENTIAL | CONFIDENTIAL | ok | special | 0 | 0 | transfer_purchase_NA_CONFIDENTIAL | 0 | 0 | 1 | 1 | 1 | 0 | 1 | 0 | 0 | 1
PCEA | transfer_purchase | NA | 2025 | 4 | 0 | CONFIDENTIAL | CONFIDENTIAL | planned_existing |  | CONFIDENTIAL | CONFIDENTIAL | transfer_purchase | 1 | unknown | unknown_2025_4 | 0% | 1 | CONFIDENTIAL | CONFIDENTIAL | ok | special | 0 | 0 | transfer_purchase_NA_CONFIDENTIAL | 0 | 0 | 1 | 1 | 1 | 0 | 1 | 0 | 0 | 1
PCEA | transfer_purchase | NA | 2025 | 5 | 0 | CONFIDENTIAL | CONFIDENTIAL | planned_existing |  | CONFIDENTIAL | CONFIDENTIAL | transfer_purchase | 1 | unknown | unknown_2025_5 | 0% | 1 | CONFIDENTIAL | CONFIDENTIAL | ok | special | 0 | 0 | transfer_purchase_NA_CONFIDENTIAL | 0 | 0 | 1 | 1 | 1 | 0 | 1 | 0 | 0 | 1
PCEA | transfer_purchase | NA | 2025 | 6 | 0 | CONFIDENTIAL | CONFIDENTIAL | planned_existing |  | CONFIDENTIAL | CONFIDENTIAL | transfer_purchase | 1 | unknown | unknown_2025_6 | 0% | 1 | CONFIDENTIAL | CONFIDENTIAL | ok | special | 0 | 0 | transfer_purchase_NA_CONFIDENTIAL | 0 | 0 | 1 | 1 | 1 | 0 | 1 | 0 | 0 | 1
PCEA | transfer_purchase | NA | 2025 | 7 | 0 | CONFIDENTIAL | CONFIDENTIAL | planned_existing |  | CONFIDENTIAL | CONFIDENTIAL | transfer_purchase | 1 | unknown | unknown_2025_7 | 0% | 1 | CONFIDENTIAL | CONFIDENTIAL | ok | special | 0 | 0 | transfer_purchase_NA_CONFIDENTIAL | 0 | 0 | 1 | 1 | 1 | 0 | 1 | 0 | 0 | 1
PCEA | transfer_purchase | NA | 2025 | 8 | 0 | CONFIDENTIAL | CONFIDENTIAL | planned_existing |  | CONFIDENTIAL | CONFIDENTIAL | transfer_purchase | 1 | unknown | unknown_2025_8 | 0% | 1 | CONFIDENTIAL | CONFIDENTIAL | ok | special | 0 | 0 | transfer_purchase_NA_CONFIDENTIAL | 0 | 0 | 1 | 1 | 1 | 0 | 1 | 0 | 0 | 1
PCEA | transfer_purchase | NA | 2025 | 9 | 0 | CONFIDENTIAL | CONFIDENTIAL | planned_existing |  | CONFIDENTIAL | CONFIDENTIAL | transfer_purchase | 1 | unknown | unknown_2025_9 | 0% | 1 | CONFIDENTIAL | CONFIDENTIAL | ok | special | 0 | 0 | transfer_purchase_NA_CONFIDENTIAL | 0 | 0 | 1 | 1 | 1 | 0 | 1 | 0 | 0 | 1
PCEA | transfer_purchase | NA | 2025 | 10 | 0 | CONFIDENTIAL | CONFIDENTIAL | planned_existing |  | CONFIDENTIAL | CONFIDENTIAL | transfer_purchase | 1 | unknown | unknown_2025_10 | 0% | 1 | CONFIDENTIAL | CONFIDENTIAL | ok | special | 0 | 0 | transfer_purchase_NA_CONFIDENTIAL | 0 | 0 | 1 | 1 | 1 | 0 | 1 | 0 | 0 | 1
PCEA | transfer_purchase | NA | 2025 | 11 | 0 | CONFIDENTIAL | CONFIDENTIAL | planned_existing |  | CONFIDENTIAL | CONFIDENTIAL | transfer_purchase | 1 | unknown | unknown_2025_11 | 0% | 1 | CONFIDENTIAL | CONFIDENTIAL | ok | special | 0 | 0 | transfer_purchase_NA_CONFIDENTIAL | 0 | 0 | 1 | 1 | 1 | 0 | 1 | 0 | 0 | 1
PCEA | transfer_purchase | NA | 2025 | 12 | 0 | CONFIDENTIAL | CONFIDENTIAL | planned_existing |  | CONFIDENTIAL | CONFIDENTIAL | transfer_purchase | 1 | unknown | unknown_2025_12 | 0% | 1 | CONFIDENTIAL | CONFIDENTIAL | ok | special | 0 | 0 | transfer_purchase_NA_CONFIDENTIAL | 0 | 0 | 1 | 1 | 1 | 0 | 1 | 0 | 0 | 1
PCEA | transfer_purchase | NA | 2026 | 1 | 0 | CONFIDENTIAL | CONFIDENTIAL | planned_existing |  | CONFIDENTIAL | CONFIDENTIAL | transfer_purchase | 1 | unknown | unknown_2026_1 | 0% | 1 | CONFIDENTIAL | CONFIDENTIAL | ok | special | 0 | 0 | transfer_purchase_NA_CONFIDENTIAL | 0 | 0 | 1 | 1 | 1 | 0 | 1 | 0 | 0 | 1
PCEA | transfer_purchase | NA | 2026 | 2 | 0 | CONFIDENTIAL | CONFIDENTIAL | planned_existing |  | CONFIDENTIAL | CONFIDENTIAL | transfer_purchase | 1 | unknown | unknown_2026_2 | 0% | 1 | CONFIDENTIAL | CONFIDENTIAL | ok | special | 0 | 0 | transfer_purchase_NA_CONFIDENTIAL | 0 | 0 | 1 | 1 | 1 | 0 | 1 | 0 | 0 | 1
PCEA | transfer_purchase | NA | 2026 | 3 | 0 | CONFIDENTIAL | CONFIDENTIAL | planned_existing |  | CONFIDENTIAL | CONFIDENTIAL | transfer_purchase | 1 | unknown | unknown_2026_3 | 0% | 1 | CONFIDENTIAL | CONFIDENTIAL | ok | special | 0 | 0 | transfer_purchase_NA_CONFIDENTIAL | 0 | 0 | 1 | 1 | 1 | 0 | 1 | 0 | 0 | 1
PCEA | transfer_purchase | NA | 2026 | 4 | 0 | CONFIDENTIAL | CONFIDENTIAL | planned_existing |  | CONFIDENTIAL | CONFIDENTIAL | transfer_purchase | 1 | unknown | unknown_2026_4 | 0% | 1 | CONFIDENTIAL | CONFIDENTIAL | ok | special | 0 | 0 | transfer_purchase_NA_CONFIDENTIAL | 0 | 0 | 1 | 1 | 1 | 0 | 1 | 0 | 0 | 1
PCEA | transfer_purchase | NA | 2026 | 5 | 0 | CONFIDENTIAL | CONFIDENTIAL | planned_existing |  | CONFIDENTIAL | CONFIDENTIAL | transfer_purchase | 1 | unknown | unknown_2026_5 | 0% | 1 | CONFIDENTIAL | CONFIDENTIAL | ok | special | 0 | 0 | transfer_purchase_NA_CONFIDENTIAL | 0 | 0 | 1 | 1 | 1 | 0 | 1 | 0 | 0 | 1
PCEA | transfer_purchase | NA | 2026 | 6 | 0 | CONFIDENTIAL | CONFIDENTIAL | planned_existing |  | CONFIDENTIAL | CONFIDENTIAL | transfer_purchase | 1 | unknown | unknown_2026_6 | 0% | 1 | CONFIDENTIAL | CONFIDENTIAL | ok | special | 0 | 0 | transfer_purchase_NA_CONFIDENTIAL | 0 | 0 | 1 | 1 | 1 | 0 | 1 | 0 | 0 | 1
PCEA | transfer_purchase | NA | 2026 | 7 | 0 | CONFIDENTIAL | CONFIDENTIAL | planned_existing |  | CONFIDENTIAL | CONFIDENTIAL | transfer_purchase | 1 | unknown | unknown_2026_7 | 0% | 1 | CONFIDENTIAL | CONFIDENTIAL | ok | special | 0 | 0 | transfer_purchase_NA_CONFIDENTIAL | 0 | 0 | 1 | 1 | 1 | 0 | 1 | 0 | 0 | 1
PCEA | transfer_purchase | NA | 2026 | 8 | 0 | CONFIDENTIAL | CONFIDENTIAL | planned_existing |  | CONFIDENTIAL | CONFIDENTIAL | transfer_purchase | 1 | unknown | unknown_2026_8 | 0% | 1 | CONFIDENTIAL | CONFIDENTIAL | ok | special | 0 | 0 | transfer_purchase_NA_CONFIDENTIAL | 0 | 0 | 1 | 1 | 1 | 0 | 1 | 0 | 0 | 1
PCEA | transfer_purchase | NA | 2026 | 9 | 0 | CONFIDENTIAL | CONFIDENTIAL | planned_existing |  | CONFIDENTIAL | CONFIDENTIAL | transfer_purchase | 1 | unknown | unknown_2026_9 | 0% | 1 | CONFIDENTIAL | CONFIDENTIAL | ok | special | 0 | 0 | transfer_purchase_NA_CONFIDENTIAL | 0 | 0 | 1 | 1 | 1 | 0 | 1 | 0 | 0 | 1
PCEA | transfer_purchase | NA | 2026 | 10 | 0 | CONFIDENTIAL | CONFIDENTIAL | planned_existing |  | CONFIDENTIAL | CONFIDENTIAL | transfer_purchase | 1 | unknown | unknown_2026_10 | 0% | 1 | CONFIDENTIAL | CONFIDENTIAL | ok | special | 0 | 0 | transfer_purchase_NA_CONFIDENTIAL | 0 | 0 | 1 | 1 | 1 | 0 | 1 | 0 | 0 | 1
PCEA | transfer_purchase | NA | 2026 | 11 | 0 | CONFIDENTIAL | CONFIDENTIAL | planned_existing |  | CONFIDENTIAL | CONFIDENTIAL | transfer_purchase | 1 | unknown | unknown_2026_11 | 0% | 1 | CONFIDENTIAL | CONFIDENTIAL | ok | special | 0 | 0 | transfer_purchase_NA_CONFIDENTIAL | 0 | 0 | 1 | 1 | 1 | 0 | 1 | 0 | 0 | 1
PCEA | transfer_purchase | NA | 2026 | 12 | 0 | CONFIDENTIAL | CONFIDENTIAL | planned_existing |  | CONFIDENTIAL | CONFIDENTIAL | transfer_purchase | 1 | unknown | unknown_2026_12 | 0% | 1 | CONFIDENTIAL | CONFIDENTIAL | ok | special | 0 | 0 | transfer_purchase_NA_CONFIDENTIAL | 0 | 0 | 1 | 1 | 1 | 0 | 1 | 0 | 0 | 1
PCEA | transfer_purchase | NA | 2027 | 1 | 0 | CONFIDENTIAL | CONFIDENTIAL | planned_existing |  | CONFIDENTIAL | CONFIDENTIAL | transfer_purchase | 1 | unknown | unknown_2027_1 | 0% | 1 | CONFIDENTIAL | CONFIDENTIAL | ok | special | 0 | 0 | transfer_purchase_NA_CONFIDENTIAL | 0 | 0 | 1 | 1 | 1 | 0 | 1 | 0 | 0 | 1
PCEA | transfer_purchase | NA | 2027 | 2 | 0 | CONFIDENTIAL | CONFIDENTIAL | planned_existing |  | CONFIDENTIAL | CONFIDENTIAL | transfer_purchase | 1 | unknown | unknown_2027_2 | 0% | 1 | CONFIDENTIAL | CONFIDENTIAL | ok | special | 0 | 0 | transfer_purchase_NA_CONFIDENTIAL | 0 | 0 | 1 | 1 | 1 | 0 | 1 | 0 | 0 | 1
PCEA | transfer_purchase | NA | 2027 | 3 | 0 | CONFIDENTIAL | CONFIDENTIAL | planned_existing |  | CONFIDENTIAL | CONFIDENTIAL | transfer_purchase | 1 | unknown | unknown_2027_3 | 0% | 1 | CONFIDENTIAL | CONFIDENTIAL | ok | special | 0 | 0 | transfer_purchase_NA_CONFIDENTIAL | 0 | 0 | 1 | 1 | 1 | 0 | 1 | 0 | 0 | 1
PCEA | transfer_purchase | NA | 2027 | 4 | 0 | CONFIDENTIAL | CONFIDENTIAL | planned_existing |  | CONFIDENTIAL | CONFIDENTIAL | transfer_purchase | 1 | unknown | unknown_2027_4 | 0% | 1 | CONFIDENTIAL | CONFIDENTIAL | ok | special | 0 | 0 | transfer_purchase_NA_CONFIDENTIAL | 0 | 0 | 1 | 1 | 1 | 0 | 1 | 0 | 0 | 1
PCEA | transfer_purchase | NA | 2027 | 5 | 0 | CONFIDENTIAL | CONFIDENTIAL | planned_existing |  | CONFIDENTIAL | CONFIDENTIAL | transfer_purchase | 1 | unknown | unknown_2027_5 | 0% | 1 | CONFIDENTIAL | CONFIDENTIAL | ok | special | 0 | 0 | transfer_purchase_NA_CONFIDENTIAL | 0 | 0 | 1 | 1 | 1 | 0 | 1 | 0 | 0 | 1
PCEA | transfer_purchase | NA | 2027 | 6 | 0 | CONFIDENTIAL | CONFIDENTIAL | planned_existing |  | CONFIDENTIAL | CONFIDENTIAL | transfer_purchase | 1 | unknown | unknown_2027_6 | 0% | 1 | CONFIDENTIAL | CONFIDENTIAL | ok | special | 0 | 0 | transfer_purchase_NA_CONFIDENTIAL | 0 | 0 | 1 | 1 | 1 | 0 | 1 | 0 | 0 | 1
PCEA | transfer_purchase | NA | 2027 | 7 | 0 | CONFIDENTIAL | CONFIDENTIAL | planned_existing |  | CONFIDENTIAL | CONFIDENTIAL | transfer_purchase | 1 | unknown | unknown_2027_7 | 0% | 1 | CONFIDENTIAL | CONFIDENTIAL | ok | special | 0 | 0 | transfer_purchase_NA_CONFIDENTIAL | 0 | 0 | 1 | 1 | 1 | 0 | 1 | 0 | 0 | 1
PCEA | transfer_purchase | NA | 2027 | 8 | 0 | CONFIDENTIAL | CONFIDENTIAL | planned_existing |  | CONFIDENTIAL | CONFIDENTIAL | transfer_purchase | 1 | unknown | unknown_2027_8 | 0% | 1 | CONFIDENTIAL | CONFIDENTIAL | ok | special | 0 | 0 | transfer_purchase_NA_CONFIDENTIAL | 0 | 0 | 1 | 1 | 1 | 0 | 1 | 0 | 0 | 1
PCEA | transfer_purchase | NA | 2027 | 9 | 0 | CONFIDENTIAL | CONFIDENTIAL | planned_existing |  | CONFIDENTIAL | CONFIDENTIAL | transfer_purchase | 1 | unknown | unknown_2027_9 | 0% | 1 | CONFIDENTIAL | CONFIDENTIAL | ok | special | 0 | 0 | transfer_purchase_NA_CONFIDENTIAL | 0 | 0 | 1 | 1 | 1 | 0 | 1 | 0 | 0 | 1
PCEA | transfer_purchase | NA | 2027 | 10 | 0 | CONFIDENTIAL | CONFIDENTIAL | planned_existing |  | CONFIDENTIAL | CONFIDENTIAL | transfer_purchase | 1 | unknown | unknown_2027_10 | 0% | 1 | CONFIDENTIAL | CONFIDENTIAL | ok | special | 0 | 0 | transfer_purchase_NA_CONFIDENTIAL | 0 | 0 | 1 | 1 | 1 | 0 | 1 | 0 | 0 | 1
PCEA | transfer_purchase | NA | 2027 | 11 | 0 | CONFIDENTIAL | CONFIDENTIAL | planned_existing |  | CONFIDENTIAL | CONFIDENTIAL | transfer_purchase | 1 | unknown | unknown_2027_11 | 0% | 1 | CONFIDENTIAL | CONFIDENTIAL | ok | special | 0 | 0 | transfer_purchase_NA_CONFIDENTIAL | 0 | 0 | 1 | 1 | 1 | 0 | 1 | 0 | 0 | 1
PCEA | transfer_purchase | NA | 2027 | 12 | 0 | CONFIDENTIAL | CONFIDENTIAL | planned_existing |  | CONFIDENTIAL | CONFIDENTIAL | transfer_purchase | 1 | unknown | unknown_2027_12 | 0% | 1 | CONFIDENTIAL | CONFIDENTIAL | ok | special | 0 | 0 | transfer_purchase_NA_CONFIDENTIAL | 0 | 0 | 1 | 1 | 1 | 0 | 1 | 0 | 0 | 1
PCEA | transfer_purchase | NA | 2028 | 1 | 0 | CONFIDENTIAL | CONFIDENTIAL | planned_existing |  | CONFIDENTIAL | CONFIDENTIAL | transfer_purchase | 1 | unknown | unknown_2028_1 | 0% | 1 | CONFIDENTIAL | CONFIDENTIAL | ok | special | 0 | 0 | transfer_purchase_NA_CONFIDENTIAL | 0 | 0 | 1 | 1 | 1 | 0 | 1 | 0 | 0 | 1
PCEA | transfer_purchase | NA | 2028 | 2 | 0 | CONFIDENTIAL | CONFIDENTIAL | planned_existing |  | CONFIDENTIAL | CONFIDENTIAL | transfer_purchase | 1 | unknown | unknown_2028_2 | 0% | 1 | CONFIDENTIAL | CONFIDENTIAL | ok | special | 0 | 0 | transfer_purchase_NA_CONFIDENTIAL | 0 | 0 | 1 | 1 | 1 | 0 | 1 | 0 | 0 | 1
PCEA | transfer_purchase | NA | 2028 | 3 | 0 | CONFIDENTIAL | CONFIDENTIAL | planned_existing |  | CONFIDENTIAL | CONFIDENTIAL | transfer_purchase | 1 | unknown | unknown_2028_3 | 0% | 1 | CONFIDENTIAL | CONFIDENTIAL | ok | special | 0 | 0 | transfer_purchase_NA_CONFIDENTIAL | 0 | 0 | 1 | 1 | 1 | 0 | 1 | 0 | 0 | 1
PCEA | transfer_purchase | NA | 2028 | 4 | 0 | CONFIDENTIAL | CONFIDENTIAL | planned_existing |  | CONFIDENTIAL | CONFIDENTIAL | transfer_purchase | 1 | unknown | unknown_2028_4 | 0% | 1 | CONFIDENTIAL | CONFIDENTIAL | ok | special | 0 | 0 | transfer_purchase_NA_CONFIDENTIAL | 0 | 0 | 1 | 1 | 1 | 0 | 1 | 0 | 0 | 1
PCEA | transfer_purchase | NA | 2028 | 5 | 0 | CONFIDENTIAL | CONFIDENTIAL | planned_existing |  | CONFIDENTIAL | CONFIDENTIAL | transfer_purchase | 1 | unknown | unknown_2028_5 | 0% | 1 | CONFIDENTIAL | CONFIDENTIAL | ok | special | 0 | 0 | transfer_purchase_NA_CONFIDENTIAL | 0 | 0 | 1 | 1 | 1 | 0 | 1 | 0 | 0 | 1
PCEA | transfer_purchase | NA | 2028 | 6 | 0 | CONFIDENTIAL | CONFIDENTIAL | planned_existing |  | CONFIDENTIAL | CONFIDENTIAL | transfer_purchase | 1 | unknown | unknown_2028_6 | 0% | 1 | CONFIDENTIAL | CONFIDENTIAL | ok | special | 0 | 0 | transfer_purchase_NA_CONFIDENTIAL | 0 | 0 | 1 | 1 | 1 | 0 | 1 | 0 | 0 | 1
PCEA | transfer_purchase | NA | 2028 | 7 | 0 | CONFIDENTIAL | CONFIDENTIAL | planned_existing |  | CONFIDENTIAL | CONFIDENTIAL | transfer_purchase | 1 | unknown | unknown_2028_7 | 0% | 1 | CONFIDENTIAL | CONFIDENTIAL | ok | special | 0 | 0 | transfer_purchase_NA_CONFIDENTIAL | 0 | 0 | 1 | 1 | 1 | 0 | 1 | 0 | 0 | 1
PCEA | transfer_purchase | NA | 2028 | 8 | 0 | CONFIDENTIAL | CONFIDENTIAL | planned_existing |  | CONFIDENTIAL | CONFIDENTIAL | transfer_purchase | 1 | unknown | unknown_2028_8 | 0% | 1 | CONFIDENTIAL | CONFIDENTIAL | ok | special | 0 | 0 | transfer_purchase_NA_CONFIDENTIAL | 0 | 0 | 1 | 1 | 1 | 0 | 1 | 0 | 0 | 1
PCEA | transfer_purchase | NA | 2028 | 9 | 0 | CONFIDENTIAL | CONFIDENTIAL | planned_existing |  | CONFIDENTIAL | CONFIDENTIAL | transfer_purchase | 1 | unknown | unknown_2028_9 | 0% | 1 | CONFIDENTIAL | CONFIDENTIAL | ok | special | 0 | 0 | transfer_purchase_NA_CONFIDENTIAL | 0 | 0 | 1 | 1 | 1 | 0 | 1 | 0 | 0 | 1
PCEA | transfer_purchase | NA | 2028 | 10 | 0 | CONFIDENTIAL | CONFIDENTIAL | planned_existing |  | CONFIDENTIAL | CONFIDENTIAL | transfer_purchase | 1 | unknown | unknown_2028_10 | 0% | 1 | CONFIDENTIAL | CONFIDENTIAL | ok | special | 0 | 0 | transfer_purchase_NA_CONFIDENTIAL | 0 | 0 | 1 | 1 | 1 | 0 | 1 | 0 | 0 | 1
PCEA | transfer_purchase | NA | 2028 | 11 | 0 | CONFIDENTIAL | CONFIDENTIAL | planned_existing |  | CONFIDENTIAL | CONFIDENTIAL | transfer_purchase | 1 | unknown | unknown_2028_11 | 0% | 1 | CONFIDENTIAL | CONFIDENTIAL | ok | special | 0 | 0 | transfer_purchase_NA_CONFIDENTIAL | 0 | 0 | 1 | 1 | 1 | 0 | 1 | 0 | 0 | 1
PCEA | transfer_purchase | NA | 2028 | 12 | 0 | CONFIDENTIAL | CONFIDENTIAL | planned_existing |  | CONFIDENTIAL | CONFIDENTIAL | transfer_purchase | 1 | unknown | unknown_2028_12 | 0% | 1 | CONFIDENTIAL | CONFIDENTIAL | ok | special | 0 | 0 | transfer_purchase_NA_CONFIDENTIAL | 0 | 0 | 1 | 1 | 1 | 0 | 1 | 0 | 0 | 1
PCEA | transfer_purchase | NA | 2029 | 1 | 0 | CONFIDENTIAL | CONFIDENTIAL | planned_existing |  | CONFIDENTIAL | CONFIDENTIAL | transfer_purchase | 1 | unknown | unknown_2029_1 | 0% | 1 | CONFIDENTIAL | CONFIDENTIAL | ok | special | 0 | 0 | transfer_purchase_NA_CONFIDENTIAL | 0 | 0 | 1 | 1 | 1 | 0 | 1 | 0 | 0 | 1
PCEA | transfer_purchase | NA | 2029 | 2 | 0 | CONFIDENTIAL | CONFIDENTIAL | planned_existing |  | CONFIDENTIAL | CONFIDENTIAL | transfer_purchase | 1 | unknown | unknown_2029_2 | 0% | 1 | CONFIDENTIAL | CONFIDENTIAL | ok | special | 0 | 0 | transfer_purchase_NA_CONFIDENTIAL | 0 | 0 | 1 | 1 | 1 | 0 | 1 | 0 | 0 | 1
PCEA | transfer_purchase | NA | 2029 | 3 | 0 | CONFIDENTIAL | CONFIDENTIAL | planned_existing |  | CONFIDENTIAL | CONFIDENTIAL | transfer_purchase | 1 | unknown | unknown_2029_3 | 0% | 1 | CONFIDENTIAL | CONFIDENTIAL | ok | special | 0 | 0 | transfer_purchase_NA_CONFIDENTIAL | 0 | 0 | 1 | 1 | 1 | 0 | 1 | 0 | 0 | 1
PCEA | transfer_purchase | NA | 2029 | 4 | 0 | CONFIDENTIAL | CONFIDENTIAL | planned_existing |  | CONFIDENTIAL | CONFIDENTIAL | transfer_purchase | 1 | unknown | unknown_2029_4 | 0% | 1 | CONFIDENTIAL | CONFIDENTIAL | ok | special | 0 | 0 | transfer_purchase_NA_CONFIDENTIAL | 0 | 0 | 1 | 1 | 1 | 0 | 1 | 0 | 0 | 1
PCEA | transfer_purchase | NA | 2029 | 5 | 0 | CONFIDENTIAL | CONFIDENTIAL | planned_existing |  | CONFIDENTIAL | CONFIDENTIAL | transfer_purchase | 1 | unknown | unknown_2029_5 | 0% | 1 | CONFIDENTIAL | CONFIDENTIAL | ok | special | 0 | 0 | transfer_purchase_NA_CONFIDENTIAL | 0 | 0 | 1 | 1 | 1 | 0 | 1 | 0 | 0 | 1
PCEA | transfer_purchase | NA | 2029 | 6 | 0 | CONFIDENTIAL | CONFIDENTIAL | planned_existing |  | CONFIDENTIAL | CONFIDENTIAL | transfer_purchase | 1 | unknown | unknown_2029_6 | 0% | 1 | CONFIDENTIAL | CONFIDENTIAL | ok | special | 0 | 0 | transfer_purchase_NA_CONFIDENTIAL | 0 | 0 | 1 | 1 | 1 | 0 | 1 | 0 | 0 | 1
PCEA | transfer_purchase | NA | 2029 | 7 | 0 | CONFIDENTIAL | CONFIDENTIAL | planned_existing |  | CONFIDENTIAL | CONFIDENTIAL | transfer_purchase | 1 | unknown | unknown_2029_7 | 0% | 1 | CONFIDENTIAL | CONFIDENTIAL | ok | special | 0 | 0 | transfer_purchase_NA_CONFIDENTIAL | 0 | 0 | 1 | 1 | 1 | 0 | 1 | 0 | 0 | 1
PCEA | transfer_purchase | NA | 2029 | 8 | 0 | CONFIDENTIAL | CONFIDENTIAL | planned_existing |  | CONFIDENTIAL | CONFIDENTIAL | transfer_purchase | 1 | unknown | unknown_2029_8 | 0% | 1 | CONFIDENTIAL | CONFIDENTIAL | ok | special | 0 | 0 | transfer_purchase_NA_CONFIDENTIAL | 0 | 0 | 1 | 1 | 1 | 0 | 1 | 0 | 0 | 1
PCEA | transfer_purchase | NA | 2029 | 9 | 0 | CONFIDENTIAL | CONFIDENTIAL | planned_existing |  | CONFIDENTIAL | CONFIDENTIAL | transfer_purchase | 1 | unknown | unknown_2029_9 | 0% | 1 | CONFIDENTIAL | CONFIDENTIAL | ok | special | 0 | 0 | transfer_purchase_NA_CONFIDENTIAL | 0 | 0 | 1 | 1 | 1 | 0 | 1 | 0 | 0 | 1
PCEA | transfer_purchase | NA | 2029 | 10 | 0 | CONFIDENTIAL | CONFIDENTIAL | planned_existing |  | CONFIDENTIAL | CONFIDENTIAL | transfer_purchase | 1 | unknown | unknown_2029_10 | 0% | 1 | CONFIDENTIAL | CONFIDENTIAL | ok | special | 0 | 0 | transfer_purchase_NA_CONFIDENTIAL | 0 | 0 | 1 | 1 | 1 | 0 | 1 | 0 | 0 | 1
PCEA | transfer_purchase | NA | 2029 | 11 | 0 | CONFIDENTIAL | CONFIDENTIAL | planned_existing |  | CONFIDENTIAL | CONFIDENTIAL | transfer_purchase | 1 | unknown | unknown_2029_11 | 0% | 1 | CONFIDENTIAL | CONFIDENTIAL | ok | special | 0 | 0 | transfer_purchase_NA_CONFIDENTIAL | 0 | 0 | 1 | 1 | 1 | 0 | 1 | 0 | 0 | 1
PCEA | transfer_purchase | NA | 2029 | 12 | 0 | CONFIDENTIAL | CONFIDENTIAL | planned_existing |  | CONFIDENTIAL | CONFIDENTIAL | transfer_purchase | 1 | unknown | unknown_2029_12 | 0% | 1 | CONFIDENTIAL | CONFIDENTIAL | ok | special | 0 | 0 | transfer_purchase_NA_CONFIDENTIAL | 0 | 0 | 1 | 1 | 1 | 0 | 1 | 0 | 0 | 1
PCEA | transfer_purchase | NA | 2030 | 1 | 0 | CONFIDENTIAL | CONFIDENTIAL | planned_existing |  | CONFIDENTIAL | CONFIDENTIAL | transfer_purchase | 1 | unknown | unknown_2030_1 | 0% | 1 | CONFIDENTIAL | CONFIDENTIAL | ok | special | 0 | 0 | transfer_purchase_NA_CONFIDENTIAL | 0 | 0 | 1 | 1 | 1 | 0 | 1 | 0 | 0 | 1
PCEA | transfer_purchase | NA | 2030 | 2 | 0 | CONFIDENTIAL | CONFIDENTIAL | planned_existing |  | CONFIDENTIAL | CONFIDENTIAL | transfer_purchase | 1 | unknown | unknown_2030_2 | 0% | 1 | CONFIDENTIAL | CONFIDENTIAL | ok | special | 0 | 0 | transfer_purchase_NA_CONFIDENTIAL | 0 | 0 | 1 | 1 | 1 | 0 | 1 | 0 | 0 | 1
PCEA | transfer_purchase | NA | 2030 | 3 | 0 | CONFIDENTIAL | CONFIDENTIAL | planned_existing |  | CONFIDENTIAL | CONFIDENTIAL | transfer_purchase | 1 | unknown | unknown_2030_3 | 0% | 1 | CONFIDENTIAL | CONFIDENTIAL | ok | special | 0 | 0 | transfer_purchase_NA_CONFIDENTIAL | 0 | 0 | 1 | 1 | 1 | 0 | 1 | 0 | 0 | 1
PCEA | transfer_purchase | NA | 2030 | 4 | 0 | CONFIDENTIAL | CONFIDENTIAL | planned_existing |  | CONFIDENTIAL | CONFIDENTIAL | transfer_purchase | 1 | unknown | unknown_2030_4 | 0% | 1 | CONFIDENTIAL | CONFIDENTIAL | ok | special | 0 | 0 | transfer_purchase_NA_CONFIDENTIAL | 0 | 0 | 1 | 1 | 1 | 0 | 1 | 0 | 0 | 1
PCEA | transfer_purchase | NA | 2030 | 5 | 0 | CONFIDENTIAL | CONFIDENTIAL | planned_existing |  | CONFIDENTIAL | CONFIDENTIAL | transfer_purchase | 1 | unknown | unknown_2030_5 | 0% | 1 | CONFIDENTIAL | CONFIDENTIAL | ok | special | 0 | 0 | transfer_purchase_NA_CONFIDENTIAL | 0 | 0 | 1 | 1 | 1 | 0 | 1 | 0 | 0 | 1
PCEA | transfer_purchase | NA | 2030 | 6 | 0 | CONFIDENTIAL | CONFIDENTIAL | planned_existing |  | CONFIDENTIAL | CONFIDENTIAL | transfer_purchase | 1 | unknown | unknown_2030_6 | 0% | 1 | CONFIDENTIAL | CONFIDENTIAL | ok | special | 0 | 0 | transfer_purchase_NA_CONFIDENTIAL | 0 | 0 | 1 | 1 | 1 | 0 | 1 | 0 | 0 | 1
PCEA | transfer_purchase | NA | 2030 | 7 | 0 | CONFIDENTIAL | CONFIDENTIAL | planned_existing |  | CONFIDENTIAL | CONFIDENTIAL | transfer_purchase | 1 | unknown | unknown_2030_7 | 0% | 1 | CONFIDENTIAL | CONFIDENTIAL | ok | special | 0 | 0 | transfer_purchase_NA_CONFIDENTIAL | 0 | 0 | 1 | 1 | 1 | 0 | 1 | 0 | 0 | 1
PCEA | transfer_purchase | NA | 2030 | 8 | 0 | CONFIDENTIAL | CONFIDENTIAL | planned_existing |  | CONFIDENTIAL | CONFIDENTIAL | transfer_purchase | 1 | unknown | unknown_2030_8 | 0% | 1 | CONFIDENTIAL | CONFIDENTIAL | ok | special | 0 | 0 | transfer_purchase_NA_CONFIDENTIAL | 0 | 0 | 1 | 1 | 1 | 0 | 1 | 0 | 0 | 1
PCEA | transfer_purchase | NA | 2030 | 9 | 0 | CONFIDENTIAL | CONFIDENTIAL | planned_existing |  | CONFIDENTIAL | CONFIDENTIAL | transfer_purchase | 1 | unknown | unknown_2030_9 | 0% | 1 | CONFIDENTIAL | CONFIDENTIAL | ok | special | 0 | 0 | transfer_purchase_NA_CONFIDENTIAL | 0 | 0 | 1 | 1 | 1 | 0 | 1 | 0 | 0 | 1
PCEA | transfer_purchase | NA | 2030 | 10 | 0 | CONFIDENTIAL | CONFIDENTIAL | planned_existing |  | CONFIDENTIAL | CONFIDENTIAL | transfer_purchase | 1 | unknown | unknown_2030_10 | 0% | 1 | CONFIDENTIAL | CONFIDENTIAL | ok | special | 0 | 0 | transfer_purchase_NA_CONFIDENTIAL | 0 | 0 | 1 | 1 | 1 | 0 | 1 | 0 | 0 | 1
PCEA | transfer_purchase | NA | 2030 | 11 | 0 | CONFIDENTIAL | CONFIDENTIAL | planned_existing |  | CONFIDENTIAL | CONFIDENTIAL | transfer_purchase | 1 | unknown | unknown_2030_11 | 0% | 1 | CONFIDENTIAL | CONFIDENTIAL | ok | special | 0 | 0 | transfer_purchase_NA_CONFIDENTIAL | 0 | 0 | 1 | 1 | 1 | 0 | 1 | 0 | 0 | 1
PCEA | transfer_purchase | NA | 2030 | 12 | 0 | CONFIDENTIAL | CONFIDENTIAL | planned_existing |  | CONFIDENTIAL | CONFIDENTIAL | transfer_purchase | 1 | unknown | unknown_2030_12 | 0% | 1 | CONFIDENTIAL | CONFIDENTIAL | ok | special | 0 | 0 | transfer_purchase_NA_CONFIDENTIAL | 0 | 0 | 1 | 1 | 1 | 0 | 1 | 0 | 0 | 1
PCEA | unspecified_import | NA | 2020 | 4 | 11.1111 | CONFIDENTIAL | CONFIDENTIAL | online |  | CONFIDENTIAL | CONFIDENTIAL | unspecified_import | 1 | unknown | unknown_2020_4 | 0% | 1 | CONFIDENTIAL | CONFIDENTIAL | ok | special | 1 | 0 | unspecified_import_NA_CONFIDENTIAL | 0 | 0 | 1 | 1 | 1 | 0 | 1 | 0 | 0 | 1
PCEA | unspecified_import | NA | 2020 | 5 | 11.1111 | CONFIDENTIAL | CONFIDENTIAL | online |  | CONFIDENTIAL | CONFIDENTIAL | unspecified_import | 1 | unknown | unknown_2020_5 | 0% | 1 | CONFIDENTIAL | CONFIDENTIAL | ok | special | 1 | 0 | unspecified_import_NA_CONFIDENTIAL | 0 | 0 | 1 | 1 | 1 | 0 | 1 | 0 | 0 | 1
PCEA | unspecified_import | NA | 2020 | 6 | 11.1111 | CONFIDENTIAL | CONFIDENTIAL | online |  | CONFIDENTIAL | CONFIDENTIAL | unspecified_import | 1 | unknown | unknown_2020_6 | 0% | 1 | CONFIDENTIAL | CONFIDENTIAL | ok | special | 1 | 0 | unspecified_import_NA_CONFIDENTIAL | 0 | 0 | 1 | 1 | 1 | 0 | 1 | 0 | 0 | 1
PCEA | unspecified_import | NA | 2020 | 7 | 11.1111 | CONFIDENTIAL | CONFIDENTIAL | online |  | CONFIDENTIAL | CONFIDENTIAL | unspecified_import | 1 | unknown | unknown_2020_7 | 0% | 1 | CONFIDENTIAL | CONFIDENTIAL | ok | special | 1 | 0 | unspecified_import_NA_CONFIDENTIAL | 0 | 0 | 1 | 1 | 1 | 0 | 1 | 0 | 0 | 1
PCEA | unspecified_import | NA | 2020 | 8 | 11.1111 | CONFIDENTIAL | CONFIDENTIAL | online |  | CONFIDENTIAL | CONFIDENTIAL | unspecified_import | 1 | unknown | unknown_2020_8 | 0% | 1 | CONFIDENTIAL | CONFIDENTIAL | ok | special | 1 | 0 | unspecified_import_NA_CONFIDENTIAL | 0 | 0 | 1 | 1 | 1 | 0 | 1 | 0 | 0 | 1
PCEA | unspecified_import | NA | 2020 | 9 | 11.1111 | CONFIDENTIAL | CONFIDENTIAL | online |  | CONFIDENTIAL | CONFIDENTIAL | unspecified_import | 1 | unknown | unknown_2020_9 | 0% | 1 | CONFIDENTIAL | CONFIDENTIAL | ok | special | 1 | 0 | unspecified_import_NA_CONFIDENTIAL | 0 | 0 | 1 | 1 | 1 | 0 | 1 | 0 | 0 | 1
PCEA | unspecified_import | NA | 2020 | 10 | 11.1111 | CONFIDENTIAL | CONFIDENTIAL | online |  | CONFIDENTIAL | CONFIDENTIAL | unspecified_import | 1 | unknown | unknown_2020_10 | 0% | 1 | CONFIDENTIAL | CONFIDENTIAL | ok | special | 1 | 0 | unspecified_import_NA_CONFIDENTIAL | 0 | 0 | 1 | 1 | 1 | 0 | 1 | 0 | 0 | 1
PCEA | unspecified_import | NA | 2020 | 11 | 11.1111 | CONFIDENTIAL | CONFIDENTIAL | online |  | CONFIDENTIAL | CONFIDENTIAL | unspecified_import | 1 | unknown | unknown_2020_11 | 0% | 1 | CONFIDENTIAL | CONFIDENTIAL | ok | special | 1 | 0 | unspecified_import_NA_CONFIDENTIAL | 0 | 0 | 1 | 1 | 1 | 0 | 1 | 0 | 0 | 1
PCEA | unspecified_import | NA | 2020 | 12 | 11.1111 | CONFIDENTIAL | CONFIDENTIAL | online |  | CONFIDENTIAL | CONFIDENTIAL | unspecified_import | 1 | unknown | unknown_2020_12 | 0% | 1 | CONFIDENTIAL | CONFIDENTIAL | ok | special | 1 | 0 | unspecified_import_NA_CONFIDENTIAL | 0 | 0 | 1 | 1 | 1 | 0 | 1 | 0 | 0 | 1
PCEA | transfer_purchase |  | 2020 | 1 | 0 | CONFIDENTIAL | CONFIDENTIAL | online |  | CONFIDENTIAL | CONFIDENTIAL | transfer_purchase | 1 | unknown | unknown_2020_1 | 0% | 1 | CONFIDENTIAL | CONFIDENTIAL | ok | special | 0 | 0 | transfer_purchase__CONFIDENTIAL | 1 | 29 | 1 | 1 | 1 | 0 | 1 | 0 | 0 | 1
PCEA | transfer_purchase |  | 2020 | 2 | 0 | CONFIDENTIAL | CONFIDENTIAL | online |  | CONFIDENTIAL | CONFIDENTIAL | transfer_purchase | 1 | unknown | unknown_2020_2 | 0% | 1 | CONFIDENTIAL | CONFIDENTIAL | ok | special | 0 | 0 | transfer_purchase__CONFIDENTIAL | 0 | 0 | 1 | 1 | 1 | 0 | 1 | 0 | 0 | 1
PCEA | transfer_purchase |  | 2020 | 3 | 0 | CONFIDENTIAL | CONFIDENTIAL | online |  | CONFIDENTIAL | CONFIDENTIAL | transfer_purchase | 1 | unknown | unknown_2020_3 | 0% | 1 | CONFIDENTIAL | CONFIDENTIAL | ok | special | 0 | 0 | transfer_purchase__CONFIDENTIAL | 0 | 0 | 1 | 1 | 1 | 0 | 1 | 0 | 0 | 1
PCEA | transfer_purchase |  | 2020 | 4 | 0 | CONFIDENTIAL | CONFIDENTIAL | online |  | CONFIDENTIAL | CONFIDENTIAL | transfer_purchase | 1 | unknown | unknown_2020_4 | 0% | 1 | CONFIDENTIAL | CONFIDENTIAL | ok | special | 0 | 0 | transfer_purchase__CONFIDENTIAL | 0 | 0 | 1 | 1 | 1 | 0 | 1 | 0 | 0 | 1
PCEA | transfer_purchase |  | 2020 | 5 | 0 | CONFIDENTIAL | CONFIDENTIAL | online |  | CONFIDENTIAL | CONFIDENTIAL | transfer_purchase | 1 | unknown | unknown_2020_5 | 0% | 1 | CONFIDENTIAL | CONFIDENTIAL | ok | special | 0 | 0 | transfer_purchase__CONFIDENTIAL | 0 | 0 | 1 | 1 | 1 | 0 | 1 | 0 | 0 | 1
PCEA | transfer_purchase |  | 2020 | 6 | 0 | CONFIDENTIAL | CONFIDENTIAL | online |  | CONFIDENTIAL | CONFIDENTIAL | transfer_purchase | 1 | unknown | unknown_2020_6 | 0% | 1 | CONFIDENTIAL | CONFIDENTIAL | ok | special | 0 | 0 | transfer_purchase__CONFIDENTIAL | 0 | 0 | 1 | 1 | 1 | 0 | 1 | 0 | 0 | 1
PCEA | transfer_purchase |  | 2020 | 7 | 0 | CONFIDENTIAL | CONFIDENTIAL | online |  | CONFIDENTIAL | CONFIDENTIAL | transfer_purchase | 1 | unknown | unknown_2020_7 | 0% | 1 | CONFIDENTIAL | CONFIDENTIAL | ok | special | 0 | 0 | transfer_purchase__CONFIDENTIAL | 0 | 0 | 1 | 1 | 1 | 0 | 1 | 0 | 0 | 1
PCEA | transfer_purchase |  | 2020 | 8 | 0 | CONFIDENTIAL | CONFIDENTIAL | online |  | CONFIDENTIAL | CONFIDENTIAL | transfer_purchase | 1 | unknown | unknown_2020_8 | 0% | 1 | CONFIDENTIAL | CONFIDENTIAL | ok | special | 0 | 0 | transfer_purchase__CONFIDENTIAL | 0 | 0 | 1 | 1 | 1 | 0 | 1 | 0 | 0 | 1
PCEA | transfer_purchase |  | 2020 | 9 | 0 | CONFIDENTIAL | CONFIDENTIAL | online |  | CONFIDENTIAL | CONFIDENTIAL | transfer_purchase | 1 | unknown | unknown_2020_9 | 0% | 1 | CONFIDENTIAL | CONFIDENTIAL | ok | special | 0 | 0 | transfer_purchase__CONFIDENTIAL | 0 | 0 | 1 | 1 | 1 | 0 | 1 | 0 | 0 | 1
PCEA | transfer_purchase |  | 2020 | 10 | 0 | CONFIDENTIAL | CONFIDENTIAL | online |  | CONFIDENTIAL | CONFIDENTIAL | transfer_purchase | 1 | unknown | unknown_2020_10 | 0% | 1 | CONFIDENTIAL | CONFIDENTIAL | ok | special | 0 | 0 | transfer_purchase__CONFIDENTIAL | 0 | 0 | 1 | 1 | 1 | 0 | 1 | 0 | 0 | 1
PCEA | transfer_purchase |  | 2020 | 11 | 0 | CONFIDENTIAL | CONFIDENTIAL | online |  | CONFIDENTIAL | CONFIDENTIAL | transfer_purchase | 1 | unknown | unknown_2020_11 | 0% | 1 | CONFIDENTIAL | CONFIDENTIAL | ok | special | 0 | 0 | transfer_purchase__CONFIDENTIAL | 0 | 0 | 1 | 1 | 1 | 0 | 1 | 0 | 0 | 1
PCEA | transfer_purchase |  | 2020 | 12 | 0 | CONFIDENTIAL | CONFIDENTIAL | online |  | CONFIDENTIAL | CONFIDENTIAL | transfer_purchase | 1 | unknown | unknown_2020_12 | 0% | 1 | CONFIDENTIAL | CONFIDENTIAL | ok | special | 0 | 0 | transfer_purchase__CONFIDENTIAL | 0 | 0 | 1 | 1 | 1 | 0 | 1 | 0 | 0 | 1
PCEA | transfer_purchase |  | 2020 | 1 | 0 | CONFIDENTIAL | CONFIDENTIAL | online |  | CONFIDENTIAL | CONFIDENTIAL | transfer_purchase | 1 | unknown | unknown_2020_1 | 0% | 1 | CONFIDENTIAL | CONFIDENTIAL | ok | special | 0 | 0 | transfer_purchase__CONFIDENTIAL | 0 | 0 | 1 | 1 | 1 | 0 | 1 | 0 | 0 | 1
PCEA | transfer_purchase |  | 2020 | 2 | 0 | CONFIDENTIAL | CONFIDENTIAL | online |  | CONFIDENTIAL | CONFIDENTIAL | transfer_purchase | 1 | unknown | unknown_2020_2 | 0% | 1 | CONFIDENTIAL | CONFIDENTIAL | ok | special | 0 | 0 | transfer_purchase__CONFIDENTIAL | 0 | 0 | 1 | 1 | 1 | 0 | 1 | 0 | 0 | 1
PCEA | transfer_purchase |  | 2020 | 3 | 0 | CONFIDENTIAL | CONFIDENTIAL | online |  | CONFIDENTIAL | CONFIDENTIAL | transfer_purchase | 1 | unknown | unknown_2020_3 | 0% | 1 | CONFIDENTIAL | CONFIDENTIAL | ok | special | 0 | 0 | transfer_purchase__CONFIDENTIAL | 0 | 0 | 1 | 1 | 1 | 0 | 1 | 0 | 0 | 1
PCEA | transfer_purchase |  | 2020 | 4 | 0 | CONFIDENTIAL | CONFIDENTIAL | online |  | CONFIDENTIAL | CONFIDENTIAL | transfer_purchase | 1 | unknown | unknown_2020_4 | 0% | 1 | CONFIDENTIAL | CONFIDENTIAL | ok | special | 0 | 0 | transfer_purchase__CONFIDENTIAL | 0 | 0 | 1 | 1 | 1 | 0 | 1 | 0 | 0 | 1
PCEA | transfer_purchase |  | 2020 | 5 | 0 | CONFIDENTIAL | CONFIDENTIAL | online |  | CONFIDENTIAL | CONFIDENTIAL | transfer_purchase | 1 | unknown | unknown_2020_5 | 0% | 1 | CONFIDENTIAL | CONFIDENTIAL | ok | special | 0 | 0 | transfer_purchase__CONFIDENTIAL | 0 | 0 | 1 | 1 | 1 | 0 | 1 | 0 | 0 | 1
PCEA | transfer_purchase |  | 2020 | 6 | 0 | CONFIDENTIAL | CONFIDENTIAL | online |  | CONFIDENTIAL | CONFIDENTIAL | transfer_purchase | 1 | unknown | unknown_2020_6 | 0% | 1 | CONFIDENTIAL | CONFIDENTIAL | ok | special | 0 | 0 | transfer_purchase__CONFIDENTIAL | 0 | 0 | 1 | 1 | 1 | 0 | 1 | 0 | 0 | 1
PCEA | transfer_purchase |  | 2020 | 7 | 0 | CONFIDENTIAL | CONFIDENTIAL | online |  | CONFIDENTIAL | CONFIDENTIAL | transfer_purchase | 1 | unknown | unknown_2020_7 | 0% | 1 | CONFIDENTIAL | CONFIDENTIAL | ok | special | 0 | 0 | transfer_purchase__CONFIDENTIAL | 0 | 0 | 1 | 1 | 1 | 0 | 1 | 0 | 0 | 1
PCEA | transfer_purchase |  | 2020 | 8 | 0 | CONFIDENTIAL | CONFIDENTIAL | online |  | CONFIDENTIAL | CONFIDENTIAL | transfer_purchase | 1 | unknown | unknown_2020_8 | 0% | 1 | CONFIDENTIAL | CONFIDENTIAL | ok | special | 0 | 0 | transfer_purchase__CONFIDENTIAL | 0 | 0 | 1 | 1 | 1 | 0 | 1 | 0 | 0 | 1
PCEA | transfer_purchase |  | 2020 | 9 | 0 | CONFIDENTIAL | CONFIDENTIAL | online |  | CONFIDENTIAL | CONFIDENTIAL | transfer_purchase | 1 | unknown | unknown_2020_9 | 0% | 1 | CONFIDENTIAL | CONFIDENTIAL | ok | special | 0 | 0 | transfer_purchase__CONFIDENTIAL | 0 | 0 | 1 | 1 | 1 | 0 | 1 | 0 | 0 | 1
PCEA | transfer_purchase |  | 2020 | 10 | 0 | CONFIDENTIAL | CONFIDENTIAL | online |  | CONFIDENTIAL | CONFIDENTIAL | transfer_purchase | 1 | unknown | unknown_2020_10 | 0% | 1 | CONFIDENTIAL | CONFIDENTIAL | ok | special | 0 | 0 | transfer_purchase__CONFIDENTIAL | 0 | 0 | 1 | 1 | 1 | 0 | 1 | 0 | 0 | 1
PCEA | transfer_purchase |  | 2020 | 11 | 0 | CONFIDENTIAL | CONFIDENTIAL | online |  | CONFIDENTIAL | CONFIDENTIAL | transfer_purchase | 1 | unknown | unknown_2020_11 | 0% | 1 | CONFIDENTIAL | CONFIDENTIAL | ok | special | 0 | 0 | transfer_purchase__CONFIDENTIAL | 0 | 0 | 1 | 1 | 1 | 0 | 1 | 0 | 0 | 1
PCEA | transfer_purchase |  | 2020 | 12 | 0 | CONFIDENTIAL | CONFIDENTIAL | online |  | CONFIDENTIAL | CONFIDENTIAL | transfer_purchase | 1 | unknown | unknown_2020_12 | 0% | 1 | CONFIDENTIAL | CONFIDENTIAL | ok | special | 0 | 0 | transfer_purchase__CONFIDENTIAL | 0 | 0 | 1 | 1 | 1 | 0 | 1 | 0 | 0 | 1
PCEA | transfer_purchase |  | 2020 | 1 | 0 | CONFIDENTIAL | CONFIDENTIAL | online |  | CONFIDENTIAL | CONFIDENTIAL | transfer_purchase | 1 | unknown | unknown_2020_1 | 0% | 1 | CONFIDENTIAL | CONFIDENTIAL | ok | special | 0 | 0 | transfer_purchase__CONFIDENTIAL | 0 | 0 | 1 | 1 | 1 | 0 | 1 | 0 | 0 | 1
PCEA | transfer_purchase |  | 2020 | 1 | 0 | CONFIDENTIAL | CONFIDENTIAL | online |  | CONFIDENTIAL | CONFIDENTIAL | transfer_purchase | 1 | unknown | unknown_2020_1 | 0% | 1 | CONFIDENTIAL | CONFIDENTIAL | ok | special | 0 | 0 | transfer_purchase__CONFIDENTIAL | 0 | 0 | 1 | 1 | 1 | 0 | 1 | 0 | 0 | 1
PCEA | transfer_purchase |  | 2020 | 1 | 0 | CONFIDENTIAL | CONFIDENTIAL | online |  | CONFIDENTIAL | CONFIDENTIAL | transfer_purchase | 1 | unknown | unknown_2020_1 | 0% | 1 | CONFIDENTIAL | CONFIDENTIAL | ok | special | 0 | 0 | transfer_purchase__CONFIDENTIAL | 0 | 0 | 1 | 1 | 1 | 0 | 1 | 0 | 0 | 1
PCEA | transfer_purchase |  | 2020 | 2 | 0 | CONFIDENTIAL | CONFIDENTIAL | online |  | CONFIDENTIAL | CONFIDENTIAL | transfer_purchase | 1 | unknown | unknown_2020_2 | 0% | 1 | CONFIDENTIAL | CONFIDENTIAL | ok | special | 0 | 0 | transfer_purchase__CONFIDENTIAL | 0 | 0 | 1 | 1 | 1 | 0 | 1 | 0 | 0 | 1
PCEA | transfer_purchase |  | 2020 | 3 | 0 | CONFIDENTIAL | CONFIDENTIAL | online |  | CONFIDENTIAL | CONFIDENTIAL | transfer_purchase | 1 | unknown | unknown_2020_3 | 0% | 1 | CONFIDENTIAL | CONFIDENTIAL | ok | special | 0 | 0 | transfer_purchase__CONFIDENTIAL | 0 | 0 | 1 | 1 | 1 | 0 | 1 | 0 | 0 | 1
PCEA | transfer_purchase |  | 2020 | 3 | 0 | CONFIDENTIAL | CONFIDENTIAL | online |  | CONFIDENTIAL | CONFIDENTIAL | transfer_purchase | 1 | unknown | unknown_2020_3 | 0% | 1 | CONFIDENTIAL | CONFIDENTIAL | ok | special | 0 | 0 | transfer_purchase__CONFIDENTIAL | 0 | 0 | 1 | 1 | 1 | 0 | 1 | 0 | 0 | 1
PCEA | transfer_purchase |  | 2020 | 3 | 0 | CONFIDENTIAL | CONFIDENTIAL | online |  | CONFIDENTIAL | CONFIDENTIAL | transfer_purchase | 1 | unknown | unknown_2020_3 | 0% | 1 | CONFIDENTIAL | CONFIDENTIAL | ok | special | 0 | 0 | transfer_purchase__CONFIDENTIAL | 0 | 0 | 1 | 1 | 1 | 0 | 1 | 0 | 0 | 1
PCEA | transfer_purchase |  | 2020 | 5 | 0 | CONFIDENTIAL | CONFIDENTIAL | online |  | CONFIDENTIAL | CONFIDENTIAL | transfer_purchase | 1 | unknown | unknown_2020_5 | 0% | 1 | CONFIDENTIAL | CONFIDENTIAL | ok | special | 0 | 0 | transfer_purchase__CONFIDENTIAL | 0 | 0 | 1 | 1 | 1 | 0 | 1 | 0 | 0 | 1
PCEA | transfer_purchase |  | 2020 | 6 | 0 | CONFIDENTIAL | CONFIDENTIAL | online |  | CONFIDENTIAL | CONFIDENTIAL | transfer_purchase | 1 | unknown | unknown_2020_6 | 0% | 1 | CONFIDENTIAL | CONFIDENTIAL | ok | special | 0 | 0 | transfer_purchase__CONFIDENTIAL | 0 | 0 | 1 | 1 | 1 | 0 | 1 | 0 | 0 | 1
PCEA | transfer_purchase |  | 2020 | 6 | 0 | CONFIDENTIAL | CONFIDENTIAL | online |  | CONFIDENTIAL | CONFIDENTIAL | transfer_purchase | 1 | unknown | unknown_2020_6 | 0% | 1 | CONFIDENTIAL | CONFIDENTIAL | ok | special | 0 | 0 | transfer_purchase__CONFIDENTIAL | 0 | 0 | 1 | 1 | 1 | 0 | 1 | 0 | 0 | 1
PCEA | transfer_purchase |  | 2020 | 6 | 0 | CONFIDENTIAL | CONFIDENTIAL | online |  | CONFIDENTIAL | CONFIDENTIAL | transfer_purchase | 1 | unknown | unknown_2020_6 | 0% | 1 | CONFIDENTIAL | CONFIDENTIAL | ok | special | 0 | 0 | transfer_purchase__CONFIDENTIAL | 0 | 0 | 1 | 1 | 1 | 0 | 1 | 0 | 0 | 1
PCEA | transfer_purchase |  | 2020 | 7 | 0 | CONFIDENTIAL | CONFIDENTIAL | online |  | CONFIDENTIAL | CONFIDENTIAL | transfer_purchase | 1 | unknown | unknown_2020_7 | 0% | 1 | CONFIDENTIAL | CONFIDENTIAL | ok | special | 0 | 0 | transfer_purchase__CONFIDENTIAL | 0 | 0 | 1 | 1 | 1 | 0 | 1 | 0 | 0 | 1
PCEA | transfer_purchase |  | 2020 | 8 | 0 | CONFIDENTIAL | CONFIDENTIAL | online |  | CONFIDENTIAL | CONFIDENTIAL | transfer_purchase | 1 | unknown | unknown_2020_8 | 0% | 1 | CONFIDENTIAL | CONFIDENTIAL | ok | special | 0 | 0 | transfer_purchase__CONFIDENTIAL | 0 | 0 | 1 | 1 | 1 | 0 | 1 | 0 | 0 | 1
PCEA | transfer_purchase |  | 2020 | 8 | 0 | CONFIDENTIAL | CONFIDENTIAL | online |  | CONFIDENTIAL | CONFIDENTIAL | transfer_purchase | 1 | unknown | unknown_2020_8 | 0% | 1 | CONFIDENTIAL | CONFIDENTIAL | ok | special | 0 | 0 | transfer_purchase__CONFIDENTIAL | 0 | 0 | 1 | 1 | 1 | 0 | 1 | 0 | 0 | 1
PCEA | transfer_purchase |  | 2020 | 9 | 0 | CONFIDENTIAL | CONFIDENTIAL | online |  | CONFIDENTIAL | CONFIDENTIAL | transfer_purchase | 1 | unknown | unknown_2020_9 | 0% | 1 | CONFIDENTIAL | CONFIDENTIAL | ok | special | 0 | 0 | transfer_purchase__CONFIDENTIAL | 0 | 0 | 1 | 1 | 1 | 0 | 1 | 0 | 0 | 1
PCEA | transfer_purchase |  | 2020 | 9 | 0 | CONFIDENTIAL | CONFIDENTIAL | online |  | CONFIDENTIAL | CONFIDENTIAL | transfer_purchase | 1 | unknown | unknown_2020_9 | 0% | 1 | CONFIDENTIAL | CONFIDENTIAL | ok | special | 0 | 0 | transfer_purchase__CONFIDENTIAL | 0 | 0 | 1 | 1 | 1 | 0 | 1 | 0 | 0 | 1
PCEA | transfer_purchase |  | 2020 | 10 | 0 | CONFIDENTIAL | CONFIDENTIAL | online |  | CONFIDENTIAL | CONFIDENTIAL | transfer_purchase | 1 | unknown | unknown_2020_10 | 0% | 1 | CONFIDENTIAL | CONFIDENTIAL | ok | special | 0 | 0 | transfer_purchase__CONFIDENTIAL | 0 | 0 | 1 | 1 | 1 | 0 | 1 | 0 | 0 | 1
PCEA | transfer_purchase |  | 2020 | 11 | 0 | CONFIDENTIAL | CONFIDENTIAL | online |  | CONFIDENTIAL | CONFIDENTIAL | transfer_purchase | 1 | unknown | unknown_2020_11 | 0% | 1 | CONFIDENTIAL | CONFIDENTIAL | ok | special | 0 | 0 | transfer_purchase__CONFIDENTIAL | 0 | 0 | 1 | 1 | 1 | 0 | 1 | 0 | 0 | 1
PCEA | transfer_purchase |  | 2020 | 12 | 0 | CONFIDENTIAL | CONFIDENTIAL | online |  | CONFIDENTIAL | CONFIDENTIAL | transfer_purchase | 1 | unknown | unknown_2020_12 | 0% | 1 | CONFIDENTIAL | CONFIDENTIAL | ok | special | 0 | 0 | transfer_purchase__CONFIDENTIAL | 0 | 0 | 1 | 1 | 1 | 0 | 1 | 0 | 0 | 1
PCEA | transfer_purchase |  | 2020 | 1 | 0 | CONFIDENTIAL | CONFIDENTIAL | online |  | CONFIDENTIAL | CONFIDENTIAL | transfer_purchase | 1 | unknown | unknown_2020_1 | 0% | 1 | CONFIDENTIAL | CONFIDENTIAL | ok | special | 0 | 0 | transfer_purchase__CONFIDENTIAL | 0 | 0 | 1 | 1 | 1 | 0 | 1 | 0 | 0 | 1
PCEA | transfer_purchase |  | 2020 | 1 | 0 | CONFIDENTIAL | CONFIDENTIAL | online |  | CONFIDENTIAL | CONFIDENTIAL | transfer_purchase | 1 | unknown | unknown_2020_1 | 0% | 1 | CONFIDENTIAL | CONFIDENTIAL | ok | special | 0 | 0 | transfer_purchase__CONFIDENTIAL | 0 | 0 | 1 | 1 | 1 | 0 | 1 | 0 | 0 | 1
PCEA | transfer_purchase |  | 2020 | 2 | 0 | CONFIDENTIAL | CONFIDENTIAL | online |  | CONFIDENTIAL | CONFIDENTIAL | transfer_purchase | 1 | unknown | unknown_2020_2 | 0% | 1 | CONFIDENTIAL | CONFIDENTIAL | ok | special | 0 | 0 | transfer_purchase__CONFIDENTIAL | 0 | 0 | 1 | 1 | 1 | 0 | 1 | 0 | 0 | 1
PCEA | transfer_purchase |  | 2020 | 3 | 0 | CONFIDENTIAL | CONFIDENTIAL | online |  | CONFIDENTIAL | CONFIDENTIAL | transfer_purchase | 1 | unknown | unknown_2020_3 | 0% | 1 | CONFIDENTIAL | CONFIDENTIAL | ok | special | 0 | 0 | transfer_purchase__CONFIDENTIAL | 0 | 0 | 1 | 1 | 1 | 0 | 1 | 0 | 0 | 1
PCEA | transfer_purchase |  | 2020 | 3 | 0 | CONFIDENTIAL | CONFIDENTIAL | online |  | CONFIDENTIAL | CONFIDENTIAL | transfer_purchase | 1 | unknown | unknown_2020_3 | 0% | 1 | CONFIDENTIAL | CONFIDENTIAL | ok | special | 0 | 0 | transfer_purchase__CONFIDENTIAL | 0 | 0 | 1 | 1 | 1 | 0 | 1 | 0 | 0 | 1
PCEA | transfer_purchase |  | 2020 | 3 | 0 | CONFIDENTIAL | CONFIDENTIAL | online |  | CONFIDENTIAL | CONFIDENTIAL | transfer_purchase | 1 | unknown | unknown_2020_3 | 0% | 1 | CONFIDENTIAL | CONFIDENTIAL | ok | special | 0 | 0 | transfer_purchase__CONFIDENTIAL | 0 | 0 | 1 | 1 | 1 | 0 | 1 | 0 | 0 | 1
PCEA | transfer_purchase |  | 2020 | 4 | 0 | CONFIDENTIAL | CONFIDENTIAL | online |  | CONFIDENTIAL | CONFIDENTIAL | transfer_purchase | 1 | unknown | unknown_2020_4 | 0% | 1 | CONFIDENTIAL | CONFIDENTIAL | ok | special | 0 | 0 | transfer_purchase__CONFIDENTIAL | 0 | 0 | 1 | 1 | 1 | 0 | 1 | 0 | 0 | 1
PCEA | transfer_purchase |  | 2020 | 4 | 0 | CONFIDENTIAL | CONFIDENTIAL | online |  | CONFIDENTIAL | CONFIDENTIAL | transfer_purchase | 1 | unknown | unknown_2020_4 | 0% | 1 | CONFIDENTIAL | CONFIDENTIAL | ok | special | 0 | 0 | transfer_purchase__CONFIDENTIAL | 0 | 0 | 1 | 1 | 1 | 0 | 1 | 0 | 0 | 1
PCEA | transfer_purchase |  | 2020 | 5 | 0 | CONFIDENTIAL | CONFIDENTIAL | online |  | CONFIDENTIAL | CONFIDENTIAL | transfer_purchase | 1 | unknown | unknown_2020_5 | 0% | 1 | CONFIDENTIAL | CONFIDENTIAL | ok | special | 0 | 0 | transfer_purchase__CONFIDENTIAL | 0 | 0 | 1 | 1 | 1 | 0 | 1 | 0 | 0 | 1
PCEA | transfer_purchase |  | 2020 | 5 | 0 | CONFIDENTIAL | CONFIDENTIAL | online |  | CONFIDENTIAL | CONFIDENTIAL | transfer_purchase | 1 | unknown | unknown_2020_5 | 0% | 1 | CONFIDENTIAL | CONFIDENTIAL | ok | special | 0 | 0 | transfer_purchase__CONFIDENTIAL | 0 | 0 | 1 | 1 | 1 | 0 | 1 | 0 | 0 | 1
PCEA | transfer_purchase |  | 2020 | 5 | 0 | CONFIDENTIAL | CONFIDENTIAL | online |  | CONFIDENTIAL | CONFIDENTIAL | transfer_purchase | 1 | unknown | unknown_2020_5 | 0% | 1 | CONFIDENTIAL | CONFIDENTIAL | ok | special | 0 | 0 | transfer_purchase__CONFIDENTIAL | 0 | 0 | 1 | 1 | 1 | 0 | 1 | 0 | 0 | 1
PCEA | transfer_purchase |  | 2020 | 6 | 0 | CONFIDENTIAL | CONFIDENTIAL | online |  | CONFIDENTIAL | CONFIDENTIAL | transfer_purchase | 1 | unknown | unknown_2020_6 | 0% | 1 | CONFIDENTIAL | CONFIDENTIAL | ok | special | 0 | 0 | transfer_purchase__CONFIDENTIAL | 0 | 0 | 1 | 1 | 1 | 0 | 1 | 0 | 0 | 1
PCEA | transfer_purchase |  | 2020 | 6 | 0 | CONFIDENTIAL | CONFIDENTIAL | online |  | CONFIDENTIAL | CONFIDENTIAL | transfer_purchase | 1 | unknown | unknown_2020_6 | 0% | 1 | CONFIDENTIAL | CONFIDENTIAL | ok | special | 0 | 0 | transfer_purchase__CONFIDENTIAL | 0 | 0 | 1 | 1 | 1 | 0 | 1 | 0 | 0 | 1
PCEA | transfer_purchase |  | 2020 | 7 | 0 | CONFIDENTIAL | CONFIDENTIAL | online |  | CONFIDENTIAL | CONFIDENTIAL | transfer_purchase | 1 | unknown | unknown_2020_7 | 0% | 1 | CONFIDENTIAL | CONFIDENTIAL | ok | special | 0 | 0 | transfer_purchase__CONFIDENTIAL | 0 | 0 | 1 | 1 | 1 | 0 | 1 | 0 | 0 | 1
PCEA | transfer_purchase |  | 2020 | 7 | 0 | CONFIDENTIAL | CONFIDENTIAL | online |  | CONFIDENTIAL | CONFIDENTIAL | transfer_purchase | 1 | unknown | unknown_2020_7 | 0% | 1 | CONFIDENTIAL | CONFIDENTIAL | ok | special | 0 | 0 | transfer_purchase__CONFIDENTIAL | 0 | 0 | 1 | 1 | 1 | 0 | 1 | 0 | 0 | 1
PCEA | transfer_purchase |  | 2020 | 7 | 0 | CONFIDENTIAL | CONFIDENTIAL | online |  | CONFIDENTIAL | CONFIDENTIAL | transfer_purchase | 1 | unknown | unknown_2020_7 | 0% | 1 | CONFIDENTIAL | CONFIDENTIAL | ok | special | 0 | 0 | transfer_purchase__CONFIDENTIAL | 0 | 0 | 1 | 1 | 1 | 0 | 1 | 0 | 0 | 1
PCEA | transfer_purchase |  | 2020 | 8 | 0 | CONFIDENTIAL | CONFIDENTIAL | online |  | CONFIDENTIAL | CONFIDENTIAL | transfer_purchase | 1 | unknown | unknown_2020_8 | 0% | 1 | CONFIDENTIAL | CONFIDENTIAL | ok | special | 0 | 0 | transfer_purchase__CONFIDENTIAL | 0 | 0 | 1 | 1 | 1 | 0 | 1 | 0 | 0 | 1
PCEA | transfer_purchase |  | 2020 | 8 | 0 | CONFIDENTIAL | CONFIDENTIAL | online |  | CONFIDENTIAL | CONFIDENTIAL | transfer_purchase | 1 | unknown | unknown_2020_8 | 0% | 1 | CONFIDENTIAL | CONFIDENTIAL | ok | special | 0 | 0 | transfer_purchase__CONFIDENTIAL | 0 | 0 | 1 | 1 | 1 | 0 | 1 | 0 | 0 | 1
PCEA | transfer_purchase |  | 2020 | 8 | 0 | CONFIDENTIAL | CONFIDENTIAL | online |  | CONFIDENTIAL | CONFIDENTIAL | transfer_purchase | 1 | unknown | unknown_2020_8 | 0% | 1 | CONFIDENTIAL | CONFIDENTIAL | ok | special | 0 | 0 | transfer_purchase__CONFIDENTIAL | 0 | 0 | 1 | 1 | 1 | 0 | 1 | 0 | 0 | 1
PCEA | transfer_purchase |  | 2020 | 9 | 0 | CONFIDENTIAL | CONFIDENTIAL | online |  | CONFIDENTIAL | CONFIDENTIAL | transfer_purchase | 1 | unknown | unknown_2020_9 | 0% | 1 | CONFIDENTIAL | CONFIDENTIAL | ok | special | 0 | 0 | transfer_purchase__CONFIDENTIAL | 0 | 0 | 1 | 1 | 1 | 0 | 1 | 0 | 0 | 1
PCEA | transfer_purchase |  | 2020 | 9 | 0 | CONFIDENTIAL | CONFIDENTIAL | online |  | CONFIDENTIAL | CONFIDENTIAL | transfer_purchase | 1 | unknown | unknown_2020_9 | 0% | 1 | CONFIDENTIAL | CONFIDENTIAL | ok | special | 0 | 0 | transfer_purchase__CONFIDENTIAL | 0 | 0 | 1 | 1 | 1 | 0 | 1 | 0 | 0 | 1
PCEA | transfer_purchase |  | 2020 | 10 | 0 | CONFIDENTIAL | CONFIDENTIAL | online |  | CONFIDENTIAL | CONFIDENTIAL | transfer_purchase | 1 | unknown | unknown_2020_10 | 0% | 1 | CONFIDENTIAL | CONFIDENTIAL | ok | special | 0 | 0 | transfer_purchase__CONFIDENTIAL | 0 | 0 | 1 | 1 | 1 | 0 | 1 | 0 | 0 | 1
PCEA | transfer_purchase |  | 2020 | 10 | 0 | CONFIDENTIAL | CONFIDENTIAL | online |  | CONFIDENTIAL | CONFIDENTIAL | transfer_purchase | 1 | unknown | unknown_2020_10 | 0% | 1 | CONFIDENTIAL | CONFIDENTIAL | ok | special | 0 | 0 | transfer_purchase__CONFIDENTIAL | 0 | 0 | 1 | 1 | 1 | 0 | 1 | 0 | 0 | 1
PCEA | transfer_purchase |  | 2020 | 11 | 0 | CONFIDENTIAL | CONFIDENTIAL | online |  | CONFIDENTIAL | CONFIDENTIAL | transfer_purchase | 1 | unknown | unknown_2020_11 | 0% | 1 | CONFIDENTIAL | CONFIDENTIAL | ok | special | 0 | 0 | transfer_purchase__CONFIDENTIAL | 0 | 0 | 1 | 1 | 1 | 0 | 1 | 0 | 0 | 1
PCEA | transfer_purchase |  | 2020 | 11 | 0 | CONFIDENTIAL | CONFIDENTIAL | online |  | CONFIDENTIAL | CONFIDENTIAL | transfer_purchase | 1 | unknown | unknown_2020_11 | 0% | 1 | CONFIDENTIAL | CONFIDENTIAL | ok | special | 0 | 0 | transfer_purchase__CONFIDENTIAL | 0 | 0 | 1 | 1 | 1 | 0 | 1 | 0 | 0 | 1
PCEA | transfer_purchase |  | 2020 | 11 | 0 | CONFIDENTIAL | CONFIDENTIAL | online |  | CONFIDENTIAL | CONFIDENTIAL | transfer_purchase | 1 | unknown | unknown_2020_11 | 0% | 1 | CONFIDENTIAL | CONFIDENTIAL | ok | special | 0 | 0 | transfer_purchase__CONFIDENTIAL | 0 | 0 | 1 | 1 | 1 | 0 | 1 | 0 | 0 | 1
PCEA | transfer_purchase |  | 2020 | 11 | 0 | CONFIDENTIAL | CONFIDENTIAL | online |  | CONFIDENTIAL | CONFIDENTIAL | transfer_purchase | 1 | unknown | unknown_2020_11 | 0% | 1 | CONFIDENTIAL | CONFIDENTIAL | ok | special | 0 | 0 | transfer_purchase__CONFIDENTIAL | 0 | 0 | 1 | 1 | 1 | 0 | 1 | 0 | 0 | 1
PCEA | transfer_purchase |  | 2020 | 12 | 0 | CONFIDENTIAL | CONFIDENTIAL | online |  | CONFIDENTIAL | CONFIDENTIAL | transfer_purchase | 1 | unknown | unknown_2020_12 | 0% | 1 | CONFIDENTIAL | CONFIDENTIAL | ok | special | 0 | 0 | transfer_purchase__CONFIDENTIAL | 0 | 0 | 1 | 1 | 1 | 0 | 1 | 0 | 0 | 1
PCEA | transfer_purchase |  | 2020 | 12 | 0 | CONFIDENTIAL | CONFIDENTIAL | online |  | CONFIDENTIAL | CONFIDENTIAL | transfer_purchase | 1 | unknown | unknown_2020_12 | 0% | 1 | CONFIDENTIAL | CONFIDENTIAL | ok | special | 0 | 0 | transfer_purchase__CONFIDENTIAL | 0 | 0 | 1 | 1 | 1 | 0 | 1 | 0 | 0 | 1
PCEA | transfer_purchase |  | 2020 | 12 | 0 | CONFIDENTIAL | CONFIDENTIAL | online |  | CONFIDENTIAL | CONFIDENTIAL | transfer_purchase | 1 | unknown | unknown_2020_12 | 0% | 1 | CONFIDENTIAL | CONFIDENTIAL | ok | special | 0 | 0 | transfer_purchase__CONFIDENTIAL | 0 | 0 | 1 | 1 | 1 | 0 | 1 | 0 | 0 | 1
PCEA | transfer_purchase |  | 2020 | 1 | 0 | CONFIDENTIAL | CONFIDENTIAL | online |  | CONFIDENTIAL | CONFIDENTIAL | transfer_purchase | 1 | unknown | unknown_2020_1 | 0% | 1 | CONFIDENTIAL | CONFIDENTIAL | ok | special | 0 | 0 | transfer_purchase__CONFIDENTIAL | 0 | 0 | 1 | 1 | 1 | 0 | 1 | 0 | 0 | 1
PCEA | transfer_purchase |  | 2020 | 2 | 0 | CONFIDENTIAL | CONFIDENTIAL | online |  | CONFIDENTIAL | CONFIDENTIAL | transfer_purchase | 1 | unknown | unknown_2020_2 | 0% | 1 | CONFIDENTIAL | CONFIDENTIAL | ok | special | 0 | 0 | transfer_purchase__CONFIDENTIAL | 0 | 0 | 1 | 1 | 1 | 0 | 1 | 0 | 0 | 1
PCEA | transfer_purchase |  | 2020 | 3 | 0 | CONFIDENTIAL | CONFIDENTIAL | online |  | CONFIDENTIAL | CONFIDENTIAL | transfer_purchase | 1 | unknown | unknown_2020_3 | 0% | 1 | CONFIDENTIAL | CONFIDENTIAL | ok | special | 0 | 0 | transfer_purchase__CONFIDENTIAL | 0 | 0 | 1 | 1 | 1 | 0 | 1 | 0 | 0 | 1
PCEA | transfer_purchase |  | 2020 | 4 | 0 | CONFIDENTIAL | CONFIDENTIAL | online |  | CONFIDENTIAL | CONFIDENTIAL | transfer_purchase | 1 | unknown | unknown_2020_4 | 0% | 1 | CONFIDENTIAL | CONFIDENTIAL | ok | special | 0 | 0 | transfer_purchase__CONFIDENTIAL | 0 | 0 | 1 | 1 | 1 | 0 | 1 | 0 | 0 | 1
PCEA | transfer_purchase |  | 2020 | 5 | 0 | CONFIDENTIAL | CONFIDENTIAL | online |  | CONFIDENTIAL | CONFIDENTIAL | transfer_purchase | 1 | unknown | unknown_2020_5 | 0% | 1 | CONFIDENTIAL | CONFIDENTIAL | ok | special | 0 | 0 | transfer_purchase__CONFIDENTIAL | 0 | 0 | 1 | 1 | 1 | 0 | 1 | 0 | 0 | 1
PCEA | transfer_purchase |  | 2020 | 6 | 0 | CONFIDENTIAL | CONFIDENTIAL | online |  | CONFIDENTIAL | CONFIDENTIAL | transfer_purchase | 1 | unknown | unknown_2020_6 | 0% | 1 | CONFIDENTIAL | CONFIDENTIAL | ok | special | 0 | 0 | transfer_purchase__CONFIDENTIAL | 0 | 0 | 1 | 1 | 1 | 0 | 1 | 0 | 0 | 1
PCEA | transfer_purchase |  | 2020 | 7 | 0 | CONFIDENTIAL | CONFIDENTIAL | online |  | CONFIDENTIAL | CONFIDENTIAL | transfer_purchase | 1 | unknown | unknown_2020_7 | 0% | 1 | CONFIDENTIAL | CONFIDENTIAL | ok | special | 0 | 0 | transfer_purchase__CONFIDENTIAL | 0 | 0 | 1 | 1 | 1 | 0 | 1 | 0 | 0 | 1
PCEA | transfer_purchase |  | 2020 | 8 | 0 | CONFIDENTIAL | CONFIDENTIAL | online |  | CONFIDENTIAL | CONFIDENTIAL | transfer_purchase | 1 | unknown | unknown_2020_8 | 0% | 1 | CONFIDENTIAL | CONFIDENTIAL | ok | special | 0 | 0 | transfer_purchase__CONFIDENTIAL | 0 | 0 | 1 | 1 | 1 | 0 | 1 | 0 | 0 | 1
PCEA | transfer_purchase |  | 2020 | 9 | 0 | CONFIDENTIAL | CONFIDENTIAL | online |  | CONFIDENTIAL | CONFIDENTIAL | transfer_purchase | 1 | unknown | unknown_2020_9 | 0% | 1 | CONFIDENTIAL | CONFIDENTIAL | ok | special | 0 | 0 | transfer_purchase__CONFIDENTIAL | 0 | 0 | 1 | 1 | 1 | 0 | 1 | 0 | 0 | 1
PCEA | transfer_purchase |  | 2020 | 10 | 0 | CONFIDENTIAL | CONFIDENTIAL | online |  | CONFIDENTIAL | CONFIDENTIAL | transfer_purchase | 1 | unknown | unknown_2020_10 | 0% | 1 | CONFIDENTIAL | CONFIDENTIAL | ok | special | 0 | 0 | transfer_purchase__CONFIDENTIAL | 0 | 0 | 1 | 1 | 1 | 0 | 1 | 0 | 0 | 1
PCEA | transfer_purchase |  | 2020 | 11 | 0 | CONFIDENTIAL | CONFIDENTIAL | online |  | CONFIDENTIAL | CONFIDENTIAL | transfer_purchase | 1 | unknown | unknown_2020_11 | 0% | 1 | CONFIDENTIAL | CONFIDENTIAL | ok | special | 0 | 0 | transfer_purchase__CONFIDENTIAL | 0 | 0 | 1 | 1 | 1 | 0 | 1 | 0 | 0 | 1
PCEA | transfer_purchase |  | 2020 | 12 | 0 | CONFIDENTIAL | CONFIDENTIAL | online |  | CONFIDENTIAL | CONFIDENTIAL | transfer_purchase | 1 | unknown | unknown_2020_12 | 0% | 1 | CONFIDENTIAL | CONFIDENTIAL | ok | special | 0 | 0 | transfer_purchase__CONFIDENTIAL | 0 | 0 | 1 | 1 | 1 | 0 | 1 | 0 | 0 | 1
PCEA | transfer_purchase |  | 2020 | 1 | 0 | CONFIDENTIAL | CONFIDENTIAL | online |  | CONFIDENTIAL | CONFIDENTIAL | transfer_purchase | 1 | unknown | unknown_2020_1 | 0% | 1 | CONFIDENTIAL | CONFIDENTIAL | ok | special | 0 | 0 | transfer_purchase__CONFIDENTIAL | 0 | 0 | 1 | 1 | 1 | 0 | 1 | 0 | 0 | 1
PCEA | transfer_purchase |  | 2020 | 2 | 0 | CONFIDENTIAL | CONFIDENTIAL | online |  | CONFIDENTIAL | CONFIDENTIAL | transfer_purchase | 1 | unknown | unknown_2020_2 | 0% | 1 | CONFIDENTIAL | CONFIDENTIAL | ok | special | 0 | 0 | transfer_purchase__CONFIDENTIAL | 0 | 0 | 1 | 1 | 1 | 0 | 1 | 0 | 0 | 1
PCEA | transfer_purchase |  | 2020 | 3 | 0 | CONFIDENTIAL | CONFIDENTIAL | online |  | CONFIDENTIAL | CONFIDENTIAL | transfer_purchase | 1 | unknown | unknown_2020_3 | 0% | 1 | CONFIDENTIAL | CONFIDENTIAL | ok | special | 0 | 0 | transfer_purchase__CONFIDENTIAL | 0 | 0 | 1 | 1 | 1 | 0 | 1 | 0 | 0 | 1
PCEA | transfer_purchase |  | 2020 | 4 | 0 | CONFIDENTIAL | CONFIDENTIAL | online |  | CONFIDENTIAL | CONFIDENTIAL | transfer_purchase | 1 | unknown | unknown_2020_4 | 0% | 1 | CONFIDENTIAL | CONFIDENTIAL | ok | special | 0 | 0 | transfer_purchase__CONFIDENTIAL | 0 | 0 | 1 | 1 | 1 | 0 | 1 | 0 | 0 | 1
PCEA | transfer_purchase |  | 2020 | 5 | 0 | CONFIDENTIAL | CONFIDENTIAL | online |  | CONFIDENTIAL | CONFIDENTIAL | transfer_purchase | 1 | unknown | unknown_2020_5 | 0% | 1 | CONFIDENTIAL | CONFIDENTIAL | ok | special | 0 | 0 | transfer_purchase__CONFIDENTIAL | 0 | 0 | 1 | 1 | 1 | 0 | 1 | 0 | 0 | 1
PCEA | transfer_purchase |  | 2020 | 5 | 0 | CONFIDENTIAL | CONFIDENTIAL | online |  | CONFIDENTIAL | CONFIDENTIAL | transfer_purchase | 1 | unknown | unknown_2020_5 | 0% | 1 | CONFIDENTIAL | CONFIDENTIAL | ok | special | 0 | 0 | transfer_purchase__CONFIDENTIAL | 0 | 0 | 1 | 1 | 1 | 0 | 1 | 0 | 0 | 1
PCEA | transfer_purchase |  | 2020 | 5 | 0 | CONFIDENTIAL | CONFIDENTIAL | online |  | CONFIDENTIAL | CONFIDENTIAL | transfer_purchase | 1 | unknown | unknown_2020_5 | 0% | 1 | CONFIDENTIAL | CONFIDENTIAL | ok | special | 0 | 0 | transfer_purchase__CONFIDENTIAL | 0 | 0 | 1 | 1 | 1 | 0 | 1 | 0 | 0 | 1
PCEA | transfer_purchase |  | 2020 | 5 | 0 | CONFIDENTIAL | CONFIDENTIAL | online |  | CONFIDENTIAL | CONFIDENTIAL | transfer_purchase | 1 | unknown | unknown_2020_5 | 0% | 1 | CONFIDENTIAL | CONFIDENTIAL | ok | special | 0 | 0 | transfer_purchase__CONFIDENTIAL | 0 | 0 | 1 | 1 | 1 | 0 | 1 | 0 | 0 | 1
PCEA | transfer_purchase |  | 2020 | 6 | 0 | CONFIDENTIAL | CONFIDENTIAL | online |  | CONFIDENTIAL | CONFIDENTIAL | transfer_purchase | 1 | unknown | unknown_2020_6 | 0% | 1 | CONFIDENTIAL | CONFIDENTIAL | ok | special | 0 | 0 | transfer_purchase__CONFIDENTIAL | 0 | 0 | 1 | 1 | 1 | 0 | 1 | 0 | 0 | 1
PCEA | transfer_purchase |  | 2020 | 7 | 0 | CONFIDENTIAL | CONFIDENTIAL | online |  | CONFIDENTIAL | CONFIDENTIAL | transfer_purchase | 1 | unknown | unknown_2020_7 | 0% | 1 | CONFIDENTIAL | CONFIDENTIAL | ok | special | 0 | 0 | transfer_purchase__CONFIDENTIAL | 0 | 0 | 1 | 1 | 1 | 0 | 1 | 0 | 0 | 1
PCEA | transfer_purchase |  | 2020 | 8 | 0 | CONFIDENTIAL | CONFIDENTIAL | online |  | CONFIDENTIAL | CONFIDENTIAL | transfer_purchase | 1 | unknown | unknown_2020_8 | 0% | 1 | CONFIDENTIAL | CONFIDENTIAL | ok | special | 0 | 0 | transfer_purchase__CONFIDENTIAL | 0 | 0 | 1 | 1 | 1 | 0 | 1 | 0 | 0 | 1
PCEA | transfer_purchase |  | 2020 | 9 | 0 | CONFIDENTIAL | CONFIDENTIAL | online |  | CONFIDENTIAL | CONFIDENTIAL | transfer_purchase | 1 | unknown | unknown_2020_9 | 0% | 1 | CONFIDENTIAL | CONFIDENTIAL | ok | special | 0 | 0 | transfer_purchase__CONFIDENTIAL | 0 | 0 | 1 | 1 | 1 | 0 | 1 | 0 | 0 | 1
PCEA | transfer_purchase |  | 2020 | 10 | 0 | CONFIDENTIAL | CONFIDENTIAL | online |  | CONFIDENTIAL | CONFIDENTIAL | transfer_purchase | 1 | unknown | unknown_2020_10 | 0% | 1 | CONFIDENTIAL | CONFIDENTIAL | ok | special | 0 | 0 | transfer_purchase__CONFIDENTIAL | 0 | 0 | 1 | 1 | 1 | 0 | 1 | 0 | 0 | 1
PCEA | transfer_purchase |  | 2020 | 11 | 0 | CONFIDENTIAL | CONFIDENTIAL | online |  | CONFIDENTIAL | CONFIDENTIAL | transfer_purchase | 1 | unknown | unknown_2020_11 | 0% | 1 | CONFIDENTIAL | CONFIDENTIAL | ok | special | 0 | 0 | transfer_purchase__CONFIDENTIAL | 0 | 0 | 1 | 1 | 1 | 0 | 1 | 0 | 0 | 1
PCEA | transfer_purchase |  | 2020 | 1 | 0 | CONFIDENTIAL | CONFIDENTIAL | online |  | CONFIDENTIAL | CONFIDENTIAL | transfer_purchase | 1 | unknown | unknown_2020_1 | 0% | 1 | CONFIDENTIAL | CONFIDENTIAL | ok | special | 0 | 0 | transfer_purchase__CONFIDENTIAL | 0 | 0 | 1 | 1 | 1 | 0 | 1 | 0 | 0 | 1
PCEA | transfer_purchase |  | 2020 | 1 | 0 | CONFIDENTIAL | CONFIDENTIAL | online |  | CONFIDENTIAL | CONFIDENTIAL | transfer_purchase | 1 | unknown | unknown_2020_1 | 0% | 1 | CONFIDENTIAL | CONFIDENTIAL | ok | special | 0 | 0 | transfer_purchase__CONFIDENTIAL | 0 | 0 | 1 | 1 | 1 | 0 | 1 | 0 | 0 | 1
PCEA | transfer_purchase |  | 2020 | 2 | 0 | CONFIDENTIAL | CONFIDENTIAL | online |  | CONFIDENTIAL | CONFIDENTIAL | transfer_purchase | 1 | unknown | unknown_2020_2 | 0% | 1 | CONFIDENTIAL | CONFIDENTIAL | ok | special | 0 | 0 | transfer_purchase__CONFIDENTIAL | 0 | 0 | 1 | 1 | 1 | 0 | 1 | 0 | 0 | 1
PCEA | transfer_purchase |  | 2020 | 3 | 0 | CONFIDENTIAL | CONFIDENTIAL | online |  | CONFIDENTIAL | CONFIDENTIAL | transfer_purchase | 1 | unknown | unknown_2020_3 | 0% | 1 | CONFIDENTIAL | CONFIDENTIAL | ok | special | 0 | 0 | transfer_purchase__CONFIDENTIAL | 0 | 0 | 1 | 1 | 1 | 0 | 1 | 0 | 0 | 1
PCEA | transfer_purchase |  | 2020 | 5 | 0 | CONFIDENTIAL | CONFIDENTIAL | online |  | CONFIDENTIAL | CONFIDENTIAL | transfer_purchase | 1 | unknown | unknown_2020_5 | 0% | 1 | CONFIDENTIAL | CONFIDENTIAL | ok | special | 0 | 0 | transfer_purchase__CONFIDENTIAL | 0 | 0 | 1 | 1 | 1 | 0 | 1 | 0 | 0 | 1
PCEA | transfer_purchase |  | 2020 | 6 | 0 | CONFIDENTIAL | CONFIDENTIAL | online |  | CONFIDENTIAL | CONFIDENTIAL | transfer_purchase | 1 | unknown | unknown_2020_6 | 0% | 1 | CONFIDENTIAL | CONFIDENTIAL | ok | special | 0 | 0 | transfer_purchase__CONFIDENTIAL | 0 | 0 | 1 | 1 | 1 | 0 | 1 | 0 | 0 | 1
PCEA | transfer_purchase |  | 2020 | 6 | 0 | CONFIDENTIAL | CONFIDENTIAL | online |  | CONFIDENTIAL | CONFIDENTIAL | transfer_purchase | 1 | unknown | unknown_2020_6 | 0% | 1 | CONFIDENTIAL | CONFIDENTIAL | ok | special | 0 | 0 | transfer_purchase__CONFIDENTIAL | 0 | 0 | 1 | 1 | 1 | 0 | 1 | 0 | 0 | 1
PCEA | transfer_purchase |  | 2020 | 7 | 0 | CONFIDENTIAL | CONFIDENTIAL | online |  | CONFIDENTIAL | CONFIDENTIAL | transfer_purchase | 1 | unknown | unknown_2020_7 | 0% | 1 | CONFIDENTIAL | CONFIDENTIAL | ok | special | 0 | 0 | transfer_purchase__CONFIDENTIAL | 0 | 0 | 1 | 1 | 1 | 0 | 1 | 0 | 0 | 1
PCEA | transfer_purchase |  | 2020 | 8 | 0 | CONFIDENTIAL | CONFIDENTIAL | online |  | CONFIDENTIAL | CONFIDENTIAL | transfer_purchase | 1 | unknown | unknown_2020_8 | 0% | 1 | CONFIDENTIAL | CONFIDENTIAL | ok | special | 0 | 0 | transfer_purchase__CONFIDENTIAL | 0 | 0 | 1 | 1 | 1 | 0 | 1 | 0 | 0 | 1
PCEA | transfer_purchase |  | 2020 | 1 | 0 | CONFIDENTIAL | CONFIDENTIAL | online |  | CONFIDENTIAL | CONFIDENTIAL | transfer_purchase | 1 | unknown | unknown_2020_1 | 0% | 1 | CONFIDENTIAL | CONFIDENTIAL | ok | special | 0 | 0 | transfer_purchase__CONFIDENTIAL | 0 | 0 | 1 | 1 | 1 | 0 | 1 | 0 | 0 | 1
PCEA | transfer_purchase |  | 2020 | 1 | 0 | CONFIDENTIAL | CONFIDENTIAL | online |  | CONFIDENTIAL | CONFIDENTIAL | transfer_purchase | 1 | unknown | unknown_2020_1 | 0% | 1 | CONFIDENTIAL | CONFIDENTIAL | ok | special | 0 | 0 | transfer_purchase__CONFIDENTIAL | 0 | 0 | 1 | 1 | 1 | 0 | 1 | 0 | 0 | 1
PCEA | transfer_purchase |  | 2020 | 2 | 0 | CONFIDENTIAL | CONFIDENTIAL | online |  | CONFIDENTIAL | CONFIDENTIAL | transfer_purchase | 1 | unknown | unknown_2020_2 | 0% | 1 | CONFIDENTIAL | CONFIDENTIAL | ok | special | 0 | 0 | transfer_purchase__CONFIDENTIAL | 0 | 0 | 1 | 1 | 1 | 0 | 1 | 0 | 0 | 1
PCEA | transfer_purchase |  | 2020 | 3 | 0 | CONFIDENTIAL | CONFIDENTIAL | online |  | CONFIDENTIAL | CONFIDENTIAL | transfer_purchase | 1 | unknown | unknown_2020_3 | 0% | 1 | CONFIDENTIAL | CONFIDENTIAL | ok | special | 0 | 0 | transfer_purchase__CONFIDENTIAL | 0 | 0 | 1 | 1 | 1 | 0 | 1 | 0 | 0 | 1
PCEA | transfer_purchase |  | 2020 | 4 | 0 | CONFIDENTIAL | CONFIDENTIAL | online |  | CONFIDENTIAL | CONFIDENTIAL | transfer_purchase | 1 | unknown | unknown_2020_4 | 0% | 1 | CONFIDENTIAL | CONFIDENTIAL | ok | special | 0 | 0 | transfer_purchase__CONFIDENTIAL | 0 | 0 | 1 | 1 | 1 | 0 | 1 | 0 | 0 | 1
PCEA | transfer_purchase |  | 2020 | 5 | 0 | CONFIDENTIAL | CONFIDENTIAL | online |  | CONFIDENTIAL | CONFIDENTIAL | transfer_purchase | 1 | unknown | unknown_2020_5 | 0% | 1 | CONFIDENTIAL | CONFIDENTIAL | ok | special | 0 | 0 | transfer_purchase__CONFIDENTIAL | 0 | 0 | 1 | 1 | 1 | 0 | 1 | 0 | 0 | 1
PCEA | transfer_purchase |  | 2020 | 5 | 0 | CONFIDENTIAL | CONFIDENTIAL | online |  | CONFIDENTIAL | CONFIDENTIAL | transfer_purchase | 1 | unknown | unknown_2020_5 | 0% | 1 | CONFIDENTIAL | CONFIDENTIAL | ok | special | 0 | 0 | transfer_purchase__CONFIDENTIAL | 0 | 0 | 1 | 1 | 1 | 0 | 1 | 0 | 0 | 1
PCEA | transfer_purchase |  | 2020 | 6 | 0 | CONFIDENTIAL | CONFIDENTIAL | online |  | CONFIDENTIAL | CONFIDENTIAL | transfer_purchase | 1 | unknown | unknown_2020_6 | 0% | 1 | CONFIDENTIAL | CONFIDENTIAL | ok | special | 0 | 0 | transfer_purchase__CONFIDENTIAL | 0 | 0 | 1 | 1 | 1 | 0 | 1 | 0 | 0 | 1
PCEA | transfer_purchase |  | 2020 | 7 | 0 | CONFIDENTIAL | CONFIDENTIAL | online |  | CONFIDENTIAL | CONFIDENTIAL | transfer_purchase | 1 | unknown | unknown_2020_7 | 0% | 1 | CONFIDENTIAL | CONFIDENTIAL | ok | special | 0 | 0 | transfer_purchase__CONFIDENTIAL | 0 | 0 | 1 | 1 | 1 | 0 | 1 | 0 | 0 | 1
PCEA | transfer_purchase |  | 2020 | 7 | 0 | CONFIDENTIAL | CONFIDENTIAL | online |  | CONFIDENTIAL | CONFIDENTIAL | transfer_purchase | 1 | unknown | unknown_2020_7 | 0% | 1 | CONFIDENTIAL | CONFIDENTIAL | ok | special | 0 | 0 | transfer_purchase__CONFIDENTIAL | 0 | 0 | 1 | 1 | 1 | 0 | 1 | 0 | 0 | 1
PCEA | transfer_purchase |  | 2020 | 8 | 0 | CONFIDENTIAL | CONFIDENTIAL | online |  | CONFIDENTIAL | CONFIDENTIAL | transfer_purchase | 1 | unknown | unknown_2020_8 | 0% | 1 | CONFIDENTIAL | CONFIDENTIAL | ok | special | 0 | 0 | transfer_purchase__CONFIDENTIAL | 0 | 0 | 1 | 1 | 1 | 0 | 1 | 0 | 0 | 1
PCEA | transfer_purchase |  | 2020 | 9 | 0 | CONFIDENTIAL | CONFIDENTIAL | online |  | CONFIDENTIAL | CONFIDENTIAL | transfer_purchase | 1 | unknown | unknown_2020_9 | 0% | 1 | CONFIDENTIAL | CONFIDENTIAL | ok | special | 0 | 0 | transfer_purchase__CONFIDENTIAL | 0 | 0 | 1 | 1 | 1 | 0 | 1 | 0 | 0 | 1
PCEA | transfer_purchase |  | 2020 | 10 | 0 | CONFIDENTIAL | CONFIDENTIAL | online |  | CONFIDENTIAL | CONFIDENTIAL | transfer_purchase | 1 | unknown | unknown_2020_10 | 0% | 1 | CONFIDENTIAL | CONFIDENTIAL | ok | special | 0 | 0 | transfer_purchase__CONFIDENTIAL | 0 | 0 | 1 | 1 | 1 | 0 | 1 | 0 | 0 | 1
PCEA | transfer_purchase |  | 2020 | 11 | 0 | CONFIDENTIAL | CONFIDENTIAL | online |  | CONFIDENTIAL | CONFIDENTIAL | transfer_purchase | 1 | unknown | unknown_2020_11 | 0% | 1 | CONFIDENTIAL | CONFIDENTIAL | ok | special | 0 | 0 | transfer_purchase__CONFIDENTIAL | 0 | 0 | 1 | 1 | 1 | 0 | 1 | 0 | 0 | 1
PCEA | transfer_purchase |  | 2020 | 12 | 0 | CONFIDENTIAL | CONFIDENTIAL | online |  | CONFIDENTIAL | CONFIDENTIAL | transfer_purchase | 1 | unknown | unknown_2020_12 | 0% | 1 | CONFIDENTIAL | CONFIDENTIAL | ok | special | 0 | 0 | transfer_purchase__CONFIDENTIAL | 0 | 0 | 1 | 1 | 1 | 0 | 1 | 0 | 0 | 1
PCEA | transfer_purchase |  | 2020 | 5 | 0 | CONFIDENTIAL | CONFIDENTIAL | online |  | CONFIDENTIAL | CONFIDENTIAL | transfer_purchase | 1 | unknown | unknown_2020_5 | 0% | 1 | CONFIDENTIAL | CONFIDENTIAL | ok | special | 0 | 0 | transfer_purchase__CONFIDENTIAL | 0 | 0 | 1 | 1 | 1 | 0 | 1 | 0 | 0 | 1
PCEA | transfer_purchase |  | 2020 | 5 | 0 | CONFIDENTIAL | CONFIDENTIAL | online |  | CONFIDENTIAL | CONFIDENTIAL | transfer_purchase | 1 | unknown | unknown_2020_5 | 0% | 1 | CONFIDENTIAL | CONFIDENTIAL | ok | special | 0 | 0 | transfer_purchase__CONFIDENTIAL | 0 | 0 | 1 | 1 | 1 | 0 | 1 | 0 | 0 | 1
PCEA | transfer_purchase |  | 2020 | 5 | 0 | CONFIDENTIAL | CONFIDENTIAL | online |  | CONFIDENTIAL | CONFIDENTIAL | transfer_purchase | 1 | unknown | unknown_2020_5 | 0% | 1 | CONFIDENTIAL | CONFIDENTIAL | ok | special | 0 | 0 | transfer_purchase__CONFIDENTIAL | 0 | 0 | 1 | 1 | 1 | 0 | 1 | 0 | 0 | 1
PCEA | transfer_purchase |  | 2020 | 5 | 0 | CONFIDENTIAL | CONFIDENTIAL | online |  | CONFIDENTIAL | CONFIDENTIAL | transfer_purchase | 1 | unknown | unknown_2020_5 | 0% | 1 | CONFIDENTIAL | CONFIDENTIAL | ok | special | 0 | 0 | transfer_purchase__CONFIDENTIAL | 0 | 0 | 1 | 1 | 1 | 0 | 1 | 0 | 0 | 1
PCEA | transfer_purchase |  | 2020 | 5 | 0 | CONFIDENTIAL | CONFIDENTIAL | online |  | CONFIDENTIAL | CONFIDENTIAL | transfer_purchase | 1 | unknown | unknown_2020_5 | 0% | 1 | CONFIDENTIAL | CONFIDENTIAL | ok | special | 0 | 0 | transfer_purchase__CONFIDENTIAL | 0 | 0 | 1 | 1 | 1 | 0 | 1 | 0 | 0 | 1
PCEA | transfer_purchase |  | 2020 | 5 | 0 | CONFIDENTIAL | CONFIDENTIAL | online |  | CONFIDENTIAL | CONFIDENTIAL | transfer_purchase | 1 | unknown | unknown_2020_5 | 0% | 1 | CONFIDENTIAL | CONFIDENTIAL | ok | special | 0 | 0 | transfer_purchase__CONFIDENTIAL | 0 | 0 | 1 | 1 | 1 | 0 | 1 | 0 | 0 | 1
PCEA | transfer_purchase |  | 2020 | 5 | 0 | CONFIDENTIAL | CONFIDENTIAL | online |  | CONFIDENTIAL | CONFIDENTIAL | transfer_purchase | 1 | unknown | unknown_2020_5 | 0% | 1 | CONFIDENTIAL | CONFIDENTIAL | ok | special | 0 | 0 | transfer_purchase__CONFIDENTIAL | 0 | 0 | 1 | 1 | 1 | 0 | 1 | 0 | 0 | 1
PCEA | transfer_purchase |  | 2020 | 5 | 0 | CONFIDENTIAL | CONFIDENTIAL | online |  | CONFIDENTIAL | CONFIDENTIAL | transfer_purchase | 1 | unknown | unknown_2020_5 | 0% | 1 | CONFIDENTIAL | CONFIDENTIAL | ok | special | 0 | 0 | transfer_purchase__CONFIDENTIAL | 0 | 0 | 1 | 1 | 1 | 0 | 1 | 0 | 0 | 1
PCEA | transfer_purchase |  | 2020 | 5 | 0 | CONFIDENTIAL | CONFIDENTIAL | online |  | CONFIDENTIAL | CONFIDENTIAL | transfer_purchase | 1 | unknown | unknown_2020_5 | 0% | 1 | CONFIDENTIAL | CONFIDENTIAL | ok | special | 0 | 0 | transfer_purchase__CONFIDENTIAL | 0 | 0 | 1 | 1 | 1 | 0 | 1 | 0 | 0 | 1
PCEA | transfer_purchase |  | 2020 | 6 | 0 | CONFIDENTIAL | CONFIDENTIAL | online |  | CONFIDENTIAL | CONFIDENTIAL | transfer_purchase | 1 | unknown | unknown_2020_6 | 0% | 1 | CONFIDENTIAL | CONFIDENTIAL | ok | special | 0 | 0 | transfer_purchase__CONFIDENTIAL | 0 | 0 | 1 | 1 | 1 | 0 | 1 | 0 | 0 | 1
PCEA | transfer_purchase |  | 2020 | 6 | 0 | CONFIDENTIAL | CONFIDENTIAL | online |  | CONFIDENTIAL | CONFIDENTIAL | transfer_purchase | 1 | unknown | unknown_2020_6 | 0% | 1 | CONFIDENTIAL | CONFIDENTIAL | ok | special | 0 | 0 | transfer_purchase__CONFIDENTIAL | 0 | 0 | 1 | 1 | 1 | 0 | 1 | 0 | 0 | 1
PCEA | transfer_purchase |  | 2020 | 6 | 0 | CONFIDENTIAL | CONFIDENTIAL | online |  | CONFIDENTIAL | CONFIDENTIAL | transfer_purchase | 1 | unknown | unknown_2020_6 | 0% | 1 | CONFIDENTIAL | CONFIDENTIAL | ok | special | 0 | 0 | transfer_purchase__CONFIDENTIAL | 0 | 0 | 1 | 1 | 1 | 0 | 1 | 0 | 0 | 1
PCEA | transfer_purchase |  | 2020 | 6 | 0 | CONFIDENTIAL | CONFIDENTIAL | online |  | CONFIDENTIAL | CONFIDENTIAL | transfer_purchase | 1 | unknown | unknown_2020_6 | 0% | 1 | CONFIDENTIAL | CONFIDENTIAL | ok | special | 0 | 0 | transfer_purchase__CONFIDENTIAL | 0 | 0 | 1 | 1 | 1 | 0 | 1 | 0 | 0 | 1
PCEA | transfer_purchase |  | 2020 | 6 | 0 | CONFIDENTIAL | CONFIDENTIAL | online |  | CONFIDENTIAL | CONFIDENTIAL | transfer_purchase | 1 | unknown | unknown_2020_6 | 0% | 1 | CONFIDENTIAL | CONFIDENTIAL | ok | special | 0 | 0 | transfer_purchase__CONFIDENTIAL | 0 | 0 | 1 | 1 | 1 | 0 | 1 | 0 | 0 | 1
PCEA | transfer_purchase |  | 2020 | 6 | 0 | CONFIDENTIAL | CONFIDENTIAL | online |  | CONFIDENTIAL | CONFIDENTIAL | transfer_purchase | 1 | unknown | unknown_2020_6 | 0% | 1 | CONFIDENTIAL | CONFIDENTIAL | ok | special | 0 | 0 | transfer_purchase__CONFIDENTIAL | 0 | 0 | 1 | 1 | 1 | 0 | 1 | 0 | 0 | 1
PCEA | transfer_purchase |  | 2020 | 6 | 0 | CONFIDENTIAL | CONFIDENTIAL | online |  | CONFIDENTIAL | CONFIDENTIAL | transfer_purchase | 1 | unknown | unknown_2020_6 | 0% | 1 | CONFIDENTIAL | CONFIDENTIAL | ok | special | 0 | 0 | transfer_purchase__CONFIDENTIAL | 0 | 0 | 1 | 1 | 1 | 0 | 1 | 0 | 0 | 1
PCEA | transfer_purchase |  | 2020 | 6 | 0 | CONFIDENTIAL | CONFIDENTIAL | online |  | CONFIDENTIAL | CONFIDENTIAL | transfer_purchase | 1 | unknown | unknown_2020_6 | 0% | 1 | CONFIDENTIAL | CONFIDENTIAL | ok | special | 0 | 0 | transfer_purchase__CONFIDENTIAL | 0 | 0 | 1 | 1 | 1 | 0 | 1 | 0 | 0 | 1
PCEA | transfer_purchase |  | 2020 | 6 | 0 | CONFIDENTIAL | CONFIDENTIAL | online |  | CONFIDENTIAL | CONFIDENTIAL | transfer_purchase | 1 | unknown | unknown_2020_6 | 0% | 1 | CONFIDENTIAL | CONFIDENTIAL | ok | special | 0 | 0 | transfer_purchase__CONFIDENTIAL | 0 | 0 | 1 | 1 | 1 | 0 | 1 | 0 | 0 | 1
PCEA | transfer_purchase |  | 2020 | 6 | 0 | CONFIDENTIAL | CONFIDENTIAL | online |  | CONFIDENTIAL | CONFIDENTIAL | transfer_purchase | 1 | unknown | unknown_2020_6 | 0% | 1 | CONFIDENTIAL | CONFIDENTIAL | ok | special | 0 | 0 | transfer_purchase__CONFIDENTIAL | 0 | 0 | 1 | 1 | 1 | 0 | 1 | 0 | 0 | 1
PCEA | transfer_purchase |  | 2020 | 7 | 0 | CONFIDENTIAL | CONFIDENTIAL | online |  | CONFIDENTIAL | CONFIDENTIAL | transfer_purchase | 1 | unknown | unknown_2020_7 | 0% | 1 | CONFIDENTIAL | CONFIDENTIAL | ok | special | 0 | 0 | transfer_purchase__CONFIDENTIAL | 0 | 0 | 1 | 1 | 1 | 0 | 1 | 0 | 0 | 1
PCEA | transfer_purchase |  | 2020 | 7 | 0 | CONFIDENTIAL | CONFIDENTIAL | online |  | CONFIDENTIAL | CONFIDENTIAL | transfer_purchase | 1 | unknown | unknown_2020_7 | 0% | 1 | CONFIDENTIAL | CONFIDENTIAL | ok | special | 0 | 0 | transfer_purchase__CONFIDENTIAL | 0 | 0 | 1 | 1 | 1 | 0 | 1 | 0 | 0 | 1
PCEA | transfer_purchase |  | 2020 | 7 | 0 | CONFIDENTIAL | CONFIDENTIAL | online |  | CONFIDENTIAL | CONFIDENTIAL | transfer_purchase | 1 | unknown | unknown_2020_7 | 0% | 1 | CONFIDENTIAL | CONFIDENTIAL | ok | special | 0 | 0 | transfer_purchase__CONFIDENTIAL | 0 | 0 | 1 | 1 | 1 | 0 | 1 | 0 | 0 | 1
PCEA | transfer_purchase |  | 2020 | 8 | 0 | CONFIDENTIAL | CONFIDENTIAL | online |  | CONFIDENTIAL | CONFIDENTIAL | transfer_purchase | 1 | unknown | unknown_2020_8 | 0% | 1 | CONFIDENTIAL | CONFIDENTIAL | ok | special | 0 | 0 | transfer_purchase__CONFIDENTIAL | 0 | 0 | 1 | 1 | 1 | 0 | 1 | 0 | 0 | 1
PCEA | transfer_purchase |  | 2020 | 8 | 0 | CONFIDENTIAL | CONFIDENTIAL | online |  | CONFIDENTIAL | CONFIDENTIAL | transfer_purchase | 1 | unknown | unknown_2020_8 | 0% | 1 | CONFIDENTIAL | CONFIDENTIAL | ok | special | 0 | 0 | transfer_purchase__CONFIDENTIAL | 0 | 0 | 1 | 1 | 1 | 0 | 1 | 0 | 0 | 1
PCEA | PNOCHE_1_UNITA1 |  | 2020 | 1 | 0 | CONFIDENTIAL | CONFIDENTIAL | online |  | CONFIDENTIAL | CONFIDENTIAL | CAISO_Peaker2 | 1 | thermal | thermal_2020_1 | 100% | 1 | CONFIDENTIAL | CONFIDENTIAL | ok | physical | 0 | 0 | PNOCHE_1_UNITA1__CONFIDENTIAL | 1 | 30 | 1 | 1 | 1 | 0 | 1 | 0 | 0 | 1
PCEA | PNOCHE_1_UNITA1 |  | 2020 | 2 | 0 | CONFIDENTIAL | CONFIDENTIAL | online |  | CONFIDENTIAL | CONFIDENTIAL | CAISO_Peaker2 | 1 | thermal | thermal_2020_2 | 100% | 1 | CONFIDENTIAL | CONFIDENTIAL | ok | physical | 0 | 0 | PNOCHE_1_UNITA1__CONFIDENTIAL | 0 | 0 | 1 | 1 | 1 | 0 | 1 | 0 | 0 | 1
PCEA | PNOCHE_1_UNITA1 |  | 2020 | 3 | 0 | CONFIDENTIAL | CONFIDENTIAL | online |  | CONFIDENTIAL | CONFIDENTIAL | CAISO_Peaker2 | 1 | thermal | thermal_2020_3 | 100% | 1 | CONFIDENTIAL | CONFIDENTIAL | ok | physical | 0 | 0 | PNOCHE_1_UNITA1__CONFIDENTIAL | 0 | 0 | 1 | 1 | 1 | 0 | 1 | 0 | 0 | 1
PCEA | PNOCHE_1_UNITA1 |  | 2020 | 4 | 0 | CONFIDENTIAL | CONFIDENTIAL | online |  | CONFIDENTIAL | CONFIDENTIAL | CAISO_Peaker2 | 1 | thermal | thermal_2020_4 | 100% | 1 | CONFIDENTIAL | CONFIDENTIAL | ok | physical | 0 | 0 | PNOCHE_1_UNITA1__CONFIDENTIAL | 0 | 0 | 1 | 1 | 1 | 0 | 1 | 0 | 0 | 1
PCEA | PNOCHE_1_UNITA1 |  | 2020 | 5 | 0 | CONFIDENTIAL | CONFIDENTIAL | online |  | CONFIDENTIAL | CONFIDENTIAL | CAISO_Peaker2 | 1 | thermal | thermal_2020_5 | 100% | 1 | CONFIDENTIAL | CONFIDENTIAL | ok | physical | 0 | 0 | PNOCHE_1_UNITA1__CONFIDENTIAL | 0 | 0 | 1 | 1 | 1 | 0 | 1 | 0 | 0 | 1
PCEA | PNOCHE_1_UNITA1 |  | 2020 | 6 | 0 | CONFIDENTIAL | CONFIDENTIAL | online |  | CONFIDENTIAL | CONFIDENTIAL | CAISO_Peaker2 | 1 | thermal | thermal_2020_6 | 100% | 1 | CONFIDENTIAL | CONFIDENTIAL | ok | physical | 0 | 0 | PNOCHE_1_UNITA1__CONFIDENTIAL | 0 | 0 | 1 | 1 | 1 | 0 | 1 | 0 | 0 | 1
PCEA | PNOCHE_1_UNITA1 |  | 2020 | 7 | 0 | CONFIDENTIAL | CONFIDENTIAL | online |  | CONFIDENTIAL | CONFIDENTIAL | CAISO_Peaker2 | 1 | thermal | thermal_2020_7 | 100% | 1 | CONFIDENTIAL | CONFIDENTIAL | ok | physical | 0 | 0 | PNOCHE_1_UNITA1__CONFIDENTIAL | 0 | 0 | 1 | 1 | 1 | 0 | 1 | 0 | 0 | 1
PCEA | PNOCHE_1_UNITA1 |  | 2020 | 8 | 0 | CONFIDENTIAL | CONFIDENTIAL | online |  | CONFIDENTIAL | CONFIDENTIAL | CAISO_Peaker2 | 1 | thermal | thermal_2020_8 | 100% | 1 | CONFIDENTIAL | CONFIDENTIAL | ok | physical | 0 | 0 | PNOCHE_1_UNITA1__CONFIDENTIAL | 0 | 0 | 1 | 1 | 1 | 0 | 1 | 0 | 0 | 1
PCEA | PNOCHE_1_UNITA1 |  | 2020 | 9 | 0 | CONFIDENTIAL | CONFIDENTIAL | online |  | CONFIDENTIAL | CONFIDENTIAL | CAISO_Peaker2 | 1 | thermal | thermal_2020_9 | 100% | 1 | CONFIDENTIAL | CONFIDENTIAL | ok | physical | 0 | 0 | PNOCHE_1_UNITA1__CONFIDENTIAL | 0 | 0 | 1 | 1 | 1 | 0 | 1 | 0 | 0 | 1
PCEA | PNOCHE_1_UNITA1 |  | 2020 | 10 | 0 | CONFIDENTIAL | CONFIDENTIAL | online |  | CONFIDENTIAL | CONFIDENTIAL | CAISO_Peaker2 | 1 | thermal | thermal_2020_10 | 100% | 1 | CONFIDENTIAL | CONFIDENTIAL | ok | physical | 0 | 0 | PNOCHE_1_UNITA1__CONFIDENTIAL | 0 | 0 | 1 | 1 | 1 | 0 | 1 | 0 | 0 | 1
PCEA | PNOCHE_1_UNITA1 |  | 2020 | 11 | 0 | CONFIDENTIAL | CONFIDENTIAL | online |  | CONFIDENTIAL | CONFIDENTIAL | CAISO_Peaker2 | 1 | thermal | thermal_2020_11 | 100% | 1 | CONFIDENTIAL | CONFIDENTIAL | ok | physical | 0 | 0 | PNOCHE_1_UNITA1__CONFIDENTIAL | 0 | 0 | 1 | 1 | 1 | 0 | 1 | 0 | 0 | 1
PCEA | PNOCHE_1_UNITA1 |  | 2020 | 12 | 0 | CONFIDENTIAL | CONFIDENTIAL | online |  | CONFIDENTIAL | CONFIDENTIAL | CAISO_Peaker2 | 1 | thermal | thermal_2020_12 | 100% | 1 | CONFIDENTIAL | CONFIDENTIAL | ok | physical | 0 | 0 | PNOCHE_1_UNITA1__CONFIDENTIAL | 0 | 0 | 1 | 1 | 1 | 0 | 1 | 0 | 0 | 1
PCEA | HIDSRT_2_UNITS |  | 2020 | 1 | 0 | CONFIDENTIAL | CONFIDENTIAL | online |  | CONFIDENTIAL | CONFIDENTIAL | CAISO_CCGT1 | 1 | thermal | thermal_2020_1 | 100% | 1 | CONFIDENTIAL | CONFIDENTIAL | ok | physical | 0 | 0 | HIDSRT_2_UNITS__CONFIDENTIAL | 1 | 31 | 1 | 1 | 1 | 0 | 1 | 0 | 0 | 1
PCEA | HIDSRT_2_UNITS |  | 2020 | 2 | 0 | CONFIDENTIAL | CONFIDENTIAL | online |  | CONFIDENTIAL | CONFIDENTIAL | CAISO_CCGT1 | 1 | thermal | thermal_2020_2 | 100% | 1 | CONFIDENTIAL | CONFIDENTIAL | ok | physical | 0 | 0 | HIDSRT_2_UNITS__CONFIDENTIAL | 0 | 0 | 1 | 1 | 1 | 0 | 1 | 0 | 0 | 1
PCEA | HIDSRT_2_UNITS |  | 2020 | 3 | 0 | CONFIDENTIAL | CONFIDENTIAL | online |  | CONFIDENTIAL | CONFIDENTIAL | CAISO_CCGT1 | 1 | thermal | thermal_2020_3 | 100% | 1 | CONFIDENTIAL | CONFIDENTIAL | ok | physical | 0 | 0 | HIDSRT_2_UNITS__CONFIDENTIAL | 0 | 0 | 1 | 1 | 1 | 0 | 1 | 0 | 0 | 1
PCEA | HIDSRT_2_UNITS |  | 2020 | 4 | 0 | CONFIDENTIAL | CONFIDENTIAL | online |  | CONFIDENTIAL | CONFIDENTIAL | CAISO_CCGT1 | 1 | thermal | thermal_2020_4 | 100% | 1 | CONFIDENTIAL | CONFIDENTIAL | ok | physical | 0 | 0 | HIDSRT_2_UNITS__CONFIDENTIAL | 0 | 0 | 1 | 1 | 1 | 0 | 1 | 0 | 0 | 1
PCEA | HIDSRT_2_UNITS |  | 2020 | 5 | 0 | CONFIDENTIAL | CONFIDENTIAL | online |  | CONFIDENTIAL | CONFIDENTIAL | CAISO_CCGT1 | 1 | thermal | thermal_2020_5 | 100% | 1 | CONFIDENTIAL | CONFIDENTIAL | ok | physical | 0 | 0 | HIDSRT_2_UNITS__CONFIDENTIAL | 0 | 0 | 1 | 1 | 1 | 0 | 1 | 0 | 0 | 1
PCEA | HIDSRT_2_UNITS |  | 2020 | 6 | 0 | CONFIDENTIAL | CONFIDENTIAL | online |  | CONFIDENTIAL | CONFIDENTIAL | CAISO_CCGT1 | 1 | thermal | thermal_2020_6 | 100% | 1 | CONFIDENTIAL | CONFIDENTIAL | ok | physical | 0 | 0 | HIDSRT_2_UNITS__CONFIDENTIAL | 0 | 0 | 1 | 1 | 1 | 0 | 1 | 0 | 0 | 1
PCEA | HIDSRT_2_UNITS |  | 2020 | 7 | 0 | CONFIDENTIAL | CONFIDENTIAL | online |  | CONFIDENTIAL | CONFIDENTIAL | CAISO_CCGT1 | 1 | thermal | thermal_2020_7 | 100% | 1 | CONFIDENTIAL | CONFIDENTIAL | ok | physical | 0 | 0 | HIDSRT_2_UNITS__CONFIDENTIAL | 0 | 0 | 1 | 1 | 1 | 0 | 1 | 0 | 0 | 1
PCEA | HIDSRT_2_UNITS |  | 2020 | 8 | 0 | CONFIDENTIAL | CONFIDENTIAL | online |  | CONFIDENTIAL | CONFIDENTIAL | CAISO_CCGT1 | 1 | thermal | thermal_2020_8 | 100% | 1 | CONFIDENTIAL | CONFIDENTIAL | ok | physical | 0 | 0 | HIDSRT_2_UNITS__CONFIDENTIAL | 0 | 0 | 1 | 1 | 1 | 0 | 1 | 0 | 0 | 1
PCEA | HIDSRT_2_UNITS |  | 2020 | 9 | 0 | CONFIDENTIAL | CONFIDENTIAL | online |  | CONFIDENTIAL | CONFIDENTIAL | CAISO_CCGT1 | 1 | thermal | thermal_2020_9 | 100% | 1 | CONFIDENTIAL | CONFIDENTIAL | ok | physical | 0 | 0 | HIDSRT_2_UNITS__CONFIDENTIAL | 0 | 0 | 1 | 1 | 1 | 0 | 1 | 0 | 0 | 1
PCEA | HIDSRT_2_UNITS |  | 2020 | 10 | 0 | CONFIDENTIAL | CONFIDENTIAL | online |  | CONFIDENTIAL | CONFIDENTIAL | CAISO_CCGT1 | 1 | thermal | thermal_2020_10 | 100% | 1 | CONFIDENTIAL | CONFIDENTIAL | ok | physical | 0 | 0 | HIDSRT_2_UNITS__CONFIDENTIAL | 0 | 0 | 1 | 1 | 1 | 0 | 1 | 0 | 0 | 1
PCEA | HIDSRT_2_UNITS |  | 2020 | 11 | 0 | CONFIDENTIAL | CONFIDENTIAL | online |  | CONFIDENTIAL | CONFIDENTIAL | CAISO_CCGT1 | 1 | thermal | thermal_2020_11 | 100% | 1 | CONFIDENTIAL | CONFIDENTIAL | ok | physical | 0 | 0 | HIDSRT_2_UNITS__CONFIDENTIAL | 0 | 0 | 1 | 1 | 1 | 0 | 1 | 0 | 0 | 1
PCEA | HIDSRT_2_UNITS |  | 2020 | 12 | 0 | CONFIDENTIAL | CONFIDENTIAL | online |  | CONFIDENTIAL | CONFIDENTIAL | CAISO_CCGT1 | 1 | thermal | thermal_2020_12 | 100% | 1 | CONFIDENTIAL | CONFIDENTIAL | ok | physical | 0 | 0 | HIDSRT_2_UNITS__CONFIDENTIAL | 0 | 0 | 1 | 1 | 1 | 0 | 1 | 0 | 0 | 1
PCEA | transfer_purchase |  | 2020 | 1 | 0 | CONFIDENTIAL | CONFIDENTIAL | online |  | CONFIDENTIAL | CONFIDENTIAL | transfer_purchase | 1 | unknown | unknown_2020_1 | 0% | 1 | CONFIDENTIAL | CONFIDENTIAL | ok | special | 0 | 0 | transfer_purchase__CONFIDENTIAL | 0 | 0 | 1 | 1 | 1 | 0 | 1 | 0 | 0 | 1
PCEA | transfer_purchase |  | 2020 | 2 | 0 | CONFIDENTIAL | CONFIDENTIAL | online |  | CONFIDENTIAL | CONFIDENTIAL | transfer_purchase | 1 | unknown | unknown_2020_2 | 0% | 1 | CONFIDENTIAL | CONFIDENTIAL | ok | special | 0 | 0 | transfer_purchase__CONFIDENTIAL | 0 | 0 | 1 | 1 | 1 | 0 | 1 | 0 | 0 | 1
PCEA | transfer_purchase |  | 2020 | 3 | 0 | CONFIDENTIAL | CONFIDENTIAL | online |  | CONFIDENTIAL | CONFIDENTIAL | transfer_purchase | 1 | unknown | unknown_2020_3 | 0% | 1 | CONFIDENTIAL | CONFIDENTIAL | ok | special | 0 | 0 | transfer_purchase__CONFIDENTIAL | 0 | 0 | 1 | 1 | 1 | 0 | 1 | 0 | 0 | 1
PCEA | transfer_purchase |  | 2020 | 4 | 0 | CONFIDENTIAL | CONFIDENTIAL | online |  | CONFIDENTIAL | CONFIDENTIAL | transfer_purchase | 1 | unknown | unknown_2020_4 | 0% | 1 | CONFIDENTIAL | CONFIDENTIAL | ok | special | 0 | 0 | transfer_purchase__CONFIDENTIAL | 0 | 0 | 1 | 1 | 1 | 0 | 1 | 0 | 0 | 1
PCEA | transfer_purchase |  | 2020 | 5 | 0 | CONFIDENTIAL | CONFIDENTIAL | online |  | CONFIDENTIAL | CONFIDENTIAL | transfer_purchase | 1 | unknown | unknown_2020_5 | 0% | 1 | CONFIDENTIAL | CONFIDENTIAL | ok | special | 0 | 0 | transfer_purchase__CONFIDENTIAL | 0 | 0 | 1 | 1 | 1 | 0 | 1 | 0 | 0 | 1
PCEA | transfer_purchase |  | 2020 | 6 | 0 | CONFIDENTIAL | CONFIDENTIAL | online |  | CONFIDENTIAL | CONFIDENTIAL | transfer_purchase | 1 | unknown | unknown_2020_6 | 0% | 1 | CONFIDENTIAL | CONFIDENTIAL | ok | special | 0 | 0 | transfer_purchase__CONFIDENTIAL | 0 | 0 | 1 | 1 | 1 | 0 | 1 | 0 | 0 | 1
PCEA | transfer_purchase |  | 2020 | 7 | 0 | CONFIDENTIAL | CONFIDENTIAL | online |  | CONFIDENTIAL | CONFIDENTIAL | transfer_purchase | 1 | unknown | unknown_2020_7 | 0% | 1 | CONFIDENTIAL | CONFIDENTIAL | ok | special | 0 | 0 | transfer_purchase__CONFIDENTIAL | 0 | 0 | 1 | 1 | 1 | 0 | 1 | 0 | 0 | 1
PCEA | transfer_purchase |  | 2020 | 8 | 0 | CONFIDENTIAL | CONFIDENTIAL | online |  | CONFIDENTIAL | CONFIDENTIAL | transfer_purchase | 1 | unknown | unknown_2020_8 | 0% | 1 | CONFIDENTIAL | CONFIDENTIAL | ok | special | 0 | 0 | transfer_purchase__CONFIDENTIAL | 0 | 0 | 1 | 1 | 1 | 0 | 1 | 0 | 0 | 1
PCEA | transfer_purchase |  | 2020 | 9 | 0 | CONFIDENTIAL | CONFIDENTIAL | online |  | CONFIDENTIAL | CONFIDENTIAL | transfer_purchase | 1 | unknown | unknown_2020_9 | 0% | 1 | CONFIDENTIAL | CONFIDENTIAL | ok | special | 0 | 0 | transfer_purchase__CONFIDENTIAL | 0 | 0 | 1 | 1 | 1 | 0 | 1 | 0 | 0 | 1
PCEA | transfer_purchase |  | 2020 | 10 | 0 | CONFIDENTIAL | CONFIDENTIAL | online |  | CONFIDENTIAL | CONFIDENTIAL | transfer_purchase | 1 | unknown | unknown_2020_10 | 0% | 1 | CONFIDENTIAL | CONFIDENTIAL | ok | special | 0 | 0 | transfer_purchase__CONFIDENTIAL | 0 | 0 | 1 | 1 | 1 | 0 | 1 | 0 | 0 | 1
PCEA | transfer_purchase |  | 2020 | 11 | 0 | CONFIDENTIAL | CONFIDENTIAL | online |  | CONFIDENTIAL | CONFIDENTIAL | transfer_purchase | 1 | unknown | unknown_2020_11 | 0% | 1 | CONFIDENTIAL | CONFIDENTIAL | ok | special | 0 | 0 | transfer_purchase__CONFIDENTIAL | 0 | 0 | 1 | 1 | 1 | 0 | 1 | 0 | 0 | 1
PCEA | transfer_purchase |  | 2020 | 12 | 0 | CONFIDENTIAL | CONFIDENTIAL | online |  | CONFIDENTIAL | CONFIDENTIAL | transfer_purchase | 1 | unknown | unknown_2020_12 | 0% | 1 | CONFIDENTIAL | CONFIDENTIAL | ok | special | 0 | 0 | transfer_purchase__CONFIDENTIAL | 0 | 0 | 1 | 1 | 1 | 0 | 1 | 0 | 0 | 1
PCEA | PNOCHE_1_PL1X2 |  | 2020 | 1 | 0 | CONFIDENTIAL | CONFIDENTIAL | online |  | CONFIDENTIAL | CONFIDENTIAL | CAISO_Peaker2 | 1 | thermal | thermal_2020_1 | 100% | 1 | CONFIDENTIAL | CONFIDENTIAL | ok | physical | 0 | 0 | PNOCHE_1_PL1X2__CONFIDENTIAL | 1 | 32 | 1 | 1 | 1 | 0 | 1 | 0 | 0 | 1
PCEA | PNOCHE_1_PL1X2 |  | 2020 | 2 | 0 | CONFIDENTIAL | CONFIDENTIAL | online |  | CONFIDENTIAL | CONFIDENTIAL | CAISO_Peaker2 | 1 | thermal | thermal_2020_2 | 100% | 1 | CONFIDENTIAL | CONFIDENTIAL | ok | physical | 0 | 0 | PNOCHE_1_PL1X2__CONFIDENTIAL | 0 | 0 | 1 | 1 | 1 | 0 | 1 | 0 | 0 | 1
PCEA | PNOCHE_1_PL1X2 |  | 2020 | 3 | 0 | CONFIDENTIAL | CONFIDENTIAL | online |  | CONFIDENTIAL | CONFIDENTIAL | CAISO_Peaker2 | 1 | thermal | thermal_2020_3 | 100% | 1 | CONFIDENTIAL | CONFIDENTIAL | ok | physical | 0 | 0 | PNOCHE_1_PL1X2__CONFIDENTIAL | 0 | 0 | 1 | 1 | 1 | 0 | 1 | 0 | 0 | 1
PCEA | PNOCHE_1_PL1X2 |  | 2020 | 4 | 0 | CONFIDENTIAL | CONFIDENTIAL | online |  | CONFIDENTIAL | CONFIDENTIAL | CAISO_Peaker2 | 1 | thermal | thermal_2020_4 | 100% | 1 | CONFIDENTIAL | CONFIDENTIAL | ok | physical | 0 | 0 | PNOCHE_1_PL1X2__CONFIDENTIAL | 0 | 0 | 1 | 1 | 1 | 0 | 1 | 0 | 0 | 1
PCEA | PNOCHE_1_PL1X2 |  | 2020 | 5 | 0 | CONFIDENTIAL | CONFIDENTIAL | online |  | CONFIDENTIAL | CONFIDENTIAL | CAISO_Peaker2 | 1 | thermal | thermal_2020_5 | 100% | 1 | CONFIDENTIAL | CONFIDENTIAL | ok | physical | 0 | 0 | PNOCHE_1_PL1X2__CONFIDENTIAL | 0 | 0 | 1 | 1 | 1 | 0 | 1 | 0 | 0 | 1
PCEA | PNOCHE_1_PL1X2 |  | 2020 | 6 | 0 | CONFIDENTIAL | CONFIDENTIAL | online |  | CONFIDENTIAL | CONFIDENTIAL | CAISO_Peaker2 | 1 | thermal | thermal_2020_6 | 100% | 1 | CONFIDENTIAL | CONFIDENTIAL | ok | physical | 0 | 0 | PNOCHE_1_PL1X2__CONFIDENTIAL | 0 | 0 | 1 | 1 | 1 | 0 | 1 | 0 | 0 | 1
PCEA | PNOCHE_1_PL1X2 |  | 2020 | 7 | 0 | CONFIDENTIAL | CONFIDENTIAL | online |  | CONFIDENTIAL | CONFIDENTIAL | CAISO_Peaker2 | 1 | thermal | thermal_2020_7 | 100% | 1 | CONFIDENTIAL | CONFIDENTIAL | ok | physical | 0 | 0 | PNOCHE_1_PL1X2__CONFIDENTIAL | 0 | 0 | 1 | 1 | 1 | 0 | 1 | 0 | 0 | 1
PCEA | PNOCHE_1_PL1X2 |  | 2020 | 8 | 0 | CONFIDENTIAL | CONFIDENTIAL | online |  | CONFIDENTIAL | CONFIDENTIAL | CAISO_Peaker2 | 1 | thermal | thermal_2020_8 | 100% | 1 | CONFIDENTIAL | CONFIDENTIAL | ok | physical | 0 | 0 | PNOCHE_1_PL1X2__CONFIDENTIAL | 0 | 0 | 1 | 1 | 1 | 0 | 1 | 0 | 0 | 1
PCEA | PNOCHE_1_PL1X2 |  | 2020 | 9 | 0 | CONFIDENTIAL | CONFIDENTIAL | online |  | CONFIDENTIAL | CONFIDENTIAL | CAISO_Peaker2 | 1 | thermal | thermal_2020_9 | 100% | 1 | CONFIDENTIAL | CONFIDENTIAL | ok | physical | 0 | 0 | PNOCHE_1_PL1X2__CONFIDENTIAL | 0 | 0 | 1 | 1 | 1 | 0 | 1 | 0 | 0 | 1
PCEA | PNOCHE_1_PL1X2 |  | 2020 | 10 | 0 | CONFIDENTIAL | CONFIDENTIAL | online |  | CONFIDENTIAL | CONFIDENTIAL | CAISO_Peaker2 | 1 | thermal | thermal_2020_10 | 100% | 1 | CONFIDENTIAL | CONFIDENTIAL | ok | physical | 0 | 0 | PNOCHE_1_PL1X2__CONFIDENTIAL | 0 | 0 | 1 | 1 | 1 | 0 | 1 | 0 | 0 | 1
PCEA | PNOCHE_1_PL1X2 |  | 2020 | 11 | 0 | CONFIDENTIAL | CONFIDENTIAL | online |  | CONFIDENTIAL | CONFIDENTIAL | CAISO_Peaker2 | 1 | thermal | thermal_2020_11 | 100% | 1 | CONFIDENTIAL | CONFIDENTIAL | ok | physical | 0 | 0 | PNOCHE_1_PL1X2__CONFIDENTIAL | 0 | 0 | 1 | 1 | 1 | 0 | 1 | 0 | 0 | 1
PCEA | PNOCHE_1_PL1X2 |  | 2020 | 12 | 0 | CONFIDENTIAL | CONFIDENTIAL | online |  | CONFIDENTIAL | CONFIDENTIAL | CAISO_Peaker2 | 1 | thermal | thermal_2020_12 | 100% | 1 | CONFIDENTIAL | CONFIDENTIAL | ok | physical | 0 | 0 | PNOCHE_1_PL1X2__CONFIDENTIAL | 0 | 0 | 1 | 1 | 1 | 0 | 1 | 0 | 0 | 1
PCEA | transfer_purchase |  | 2020 | 1 | 0 | CONFIDENTIAL | CONFIDENTIAL | online |  | CONFIDENTIAL | CONFIDENTIAL | transfer_purchase | 1 | unknown | unknown_2020_1 | 0% | 1 | CONFIDENTIAL | CONFIDENTIAL | ok | special | 0 | 0 | transfer_purchase__CONFIDENTIAL | 0 | 0 | 1 | 1 | 1 | 0 | 1 | 0 | 0 | 1
PCEA | transfer_purchase |  | 2020 | 2 | 0 | CONFIDENTIAL | CONFIDENTIAL | online |  | CONFIDENTIAL | CONFIDENTIAL | transfer_purchase | 1 | unknown | unknown_2020_2 | 0% | 1 | CONFIDENTIAL | CONFIDENTIAL | ok | special | 0 | 0 | transfer_purchase__CONFIDENTIAL | 0 | 0 | 1 | 1 | 1 | 0 | 1 | 0 | 0 | 1
PCEA | transfer_purchase |  | 2020 | 3 | 0 | CONFIDENTIAL | CONFIDENTIAL | online |  | CONFIDENTIAL | CONFIDENTIAL | transfer_purchase | 1 | unknown | unknown_2020_3 | 0% | 1 | CONFIDENTIAL | CONFIDENTIAL | ok | special | 0 | 0 | transfer_purchase__CONFIDENTIAL | 0 | 0 | 1 | 1 | 1 | 0 | 1 | 0 | 0 | 1
PCEA | transfer_purchase |  | 2020 | 4 | 0 | CONFIDENTIAL | CONFIDENTIAL | online |  | CONFIDENTIAL | CONFIDENTIAL | transfer_purchase | 1 | unknown | unknown_2020_4 | 0% | 1 | CONFIDENTIAL | CONFIDENTIAL | ok | special | 0 | 0 | transfer_purchase__CONFIDENTIAL | 0 | 0 | 1 | 1 | 1 | 0 | 1 | 0 | 0 | 1
PCEA | transfer_purchase |  | 2020 | 5 | 0 | CONFIDENTIAL | CONFIDENTIAL | online |  | CONFIDENTIAL | CONFIDENTIAL | transfer_purchase | 1 | unknown | unknown_2020_5 | 0% | 1 | CONFIDENTIAL | CONFIDENTIAL | ok | special | 0 | 0 | transfer_purchase__CONFIDENTIAL | 0 | 0 | 1 | 1 | 1 | 0 | 1 | 0 | 0 | 1
PCEA | transfer_purchase |  | 2020 | 6 | 0 | CONFIDENTIAL | CONFIDENTIAL | online |  | CONFIDENTIAL | CONFIDENTIAL | transfer_purchase | 1 | unknown | unknown_2020_6 | 0% | 1 | CONFIDENTIAL | CONFIDENTIAL | ok | special | 0 | 0 | transfer_purchase__CONFIDENTIAL | 0 | 0 | 1 | 1 | 1 | 0 | 1 | 0 | 0 | 1
PCEA | transfer_purchase |  | 2020 | 7 | 0 | CONFIDENTIAL | CONFIDENTIAL | online |  | CONFIDENTIAL | CONFIDENTIAL | transfer_purchase | 1 | unknown | unknown_2020_7 | 0% | 1 | CONFIDENTIAL | CONFIDENTIAL | ok | special | 0 | 0 | transfer_purchase__CONFIDENTIAL | 0 | 0 | 1 | 1 | 1 | 0 | 1 | 0 | 0 | 1
PCEA | transfer_purchase |  | 2020 | 8 | 0 | CONFIDENTIAL | CONFIDENTIAL | online |  | CONFIDENTIAL | CONFIDENTIAL | transfer_purchase | 1 | unknown | unknown_2020_8 | 0% | 1 | CONFIDENTIAL | CONFIDENTIAL | ok | special | 0 | 0 | transfer_purchase__CONFIDENTIAL | 0 | 0 | 1 | 1 | 1 | 0 | 1 | 0 | 0 | 1
PCEA | transfer_purchase |  | 2020 | 9 | 0 | CONFIDENTIAL | CONFIDENTIAL | online |  | CONFIDENTIAL | CONFIDENTIAL | transfer_purchase | 1 | unknown | unknown_2020_9 | 0% | 1 | CONFIDENTIAL | CONFIDENTIAL | ok | special | 0 | 0 | transfer_purchase__CONFIDENTIAL | 0 | 0 | 1 | 1 | 1 | 0 | 1 | 0 | 0 | 1
PCEA | transfer_purchase |  | 2020 | 10 | 0 | CONFIDENTIAL | CONFIDENTIAL | online |  | CONFIDENTIAL | CONFIDENTIAL | transfer_purchase | 1 | unknown | unknown_2020_10 | 0% | 1 | CONFIDENTIAL | CONFIDENTIAL | ok | special | 0 | 0 | transfer_purchase__CONFIDENTIAL | 0 | 0 | 1 | 1 | 1 | 0 | 1 | 0 | 0 | 1
PCEA | transfer_purchase |  | 2020 | 11 | 0 | CONFIDENTIAL | CONFIDENTIAL | online |  | CONFIDENTIAL | CONFIDENTIAL | transfer_purchase | 1 | unknown | unknown_2020_11 | 0% | 1 | CONFIDENTIAL | CONFIDENTIAL | ok | special | 0 | 0 | transfer_purchase__CONFIDENTIAL | 0 | 0 | 1 | 1 | 1 | 0 | 1 | 0 | 0 | 1
PCEA | transfer_purchase |  | 2020 | 12 | 0 | CONFIDENTIAL | CONFIDENTIAL | online |  | CONFIDENTIAL | CONFIDENTIAL | transfer_purchase | 1 | unknown | unknown_2020_12 | 0% | 1 | CONFIDENTIAL | CONFIDENTIAL | ok | special | 0 | 0 | transfer_purchase__CONFIDENTIAL | 0 | 0 | 1 | 1 | 1 | 0 | 1 | 0 | 0 | 1
PCEA | transfer_purchase |  | 2020 | 11 | 0 | CONFIDENTIAL | CONFIDENTIAL | online |  | CONFIDENTIAL | CONFIDENTIAL | transfer_purchase | 1 | unknown | unknown_2020_11 | 0% | 1 | CONFIDENTIAL | CONFIDENTIAL | ok | special | 0 | 0 | transfer_purchase__CONFIDENTIAL | 0 | 0 | 1 | 1 | 1 | 0 | 1 | 0 | 0 | 1
PCEA | transfer_purchase |  | 2020 | 12 | 0 | CONFIDENTIAL | CONFIDENTIAL | online |  | CONFIDENTIAL | CONFIDENTIAL | transfer_purchase | 1 | unknown | unknown_2020_12 | 0% | 1 | CONFIDENTIAL | CONFIDENTIAL | ok | special | 0 | 0 | transfer_purchase__CONFIDENTIAL | 0 | 0 | 1 | 1 | 1 | 0 | 1 | 0 | 0 | 1
PCEA | transfer_purchase |  | 2020 | 3 | 0 | CONFIDENTIAL | CONFIDENTIAL | online |  | CONFIDENTIAL | CONFIDENTIAL | transfer_purchase | 1 | unknown | unknown_2020_3 | 0% | 1 | CONFIDENTIAL | CONFIDENTIAL | ok | special | 0 | 0 | transfer_purchase__CONFIDENTIAL | 0 | 0 | 1 | 1 | 1 | 0 | 1 | 0 | 0 | 1
PCEA | transfer_purchase |  | 2020 | 3 | 0 | CONFIDENTIAL | CONFIDENTIAL | online |  | CONFIDENTIAL | CONFIDENTIAL | transfer_purchase | 1 | unknown | unknown_2020_3 | 0% | 1 | CONFIDENTIAL | CONFIDENTIAL | ok | special | 0 | 0 | transfer_purchase__CONFIDENTIAL | 0 | 0 | 1 | 1 | 1 | 0 | 1 | 0 | 0 | 1
PCEA | transfer_purchase |  | 2020 | 1 | 0 | CONFIDENTIAL | CONFIDENTIAL | online |  | CONFIDENTIAL | CONFIDENTIAL | transfer_purchase | 1 | unknown | unknown_2020_1 | 0% | 1 | CONFIDENTIAL | CONFIDENTIAL | ok | special | 0 | 0 | transfer_purchase__CONFIDENTIAL | 0 | 0 | 1 | 1 | 1 | 0 | 1 | 0 | 0 | 1
PCEA | transfer_purchase |  | 2020 | 2 | 0 | CONFIDENTIAL | CONFIDENTIAL | online |  | CONFIDENTIAL | CONFIDENTIAL | transfer_purchase | 1 | unknown | unknown_2020_2 | 0% | 1 | CONFIDENTIAL | CONFIDENTIAL | ok | special | 0 | 0 | transfer_purchase__CONFIDENTIAL | 0 | 0 | 1 | 1 | 1 | 0 | 1 | 0 | 0 | 1
PCEA | transfer_purchase |  | 2020 | 3 | 0 | CONFIDENTIAL | CONFIDENTIAL | online |  | CONFIDENTIAL | CONFIDENTIAL | transfer_purchase | 1 | unknown | unknown_2020_3 | 0% | 1 | CONFIDENTIAL | CONFIDENTIAL | ok | special | 0 | 0 | transfer_purchase__CONFIDENTIAL | 0 | 0 | 1 | 1 | 1 | 0 | 1 | 0 | 0 | 1
PCEA | transfer_purchase |  | 2020 | 4 | 0 | CONFIDENTIAL | CONFIDENTIAL | online |  | CONFIDENTIAL | CONFIDENTIAL | transfer_purchase | 1 | unknown | unknown_2020_4 | 0% | 1 | CONFIDENTIAL | CONFIDENTIAL | ok | special | 0 | 0 | transfer_purchase__CONFIDENTIAL | 0 | 0 | 1 | 1 | 1 | 0 | 1 | 0 | 0 | 1
PCEA | transfer_purchase |  | 2020 | 5 | 0 | CONFIDENTIAL | CONFIDENTIAL | online |  | CONFIDENTIAL | CONFIDENTIAL | transfer_purchase | 1 | unknown | unknown_2020_5 | 0% | 1 | CONFIDENTIAL | CONFIDENTIAL | ok | special | 0 | 0 | transfer_purchase__CONFIDENTIAL | 0 | 0 | 1 | 1 | 1 | 0 | 1 | 0 | 0 | 1
PCEA | transfer_purchase |  | 2020 | 6 | 0 | CONFIDENTIAL | CONFIDENTIAL | online |  | CONFIDENTIAL | CONFIDENTIAL | transfer_purchase | 1 | unknown | unknown_2020_6 | 0% | 1 | CONFIDENTIAL | CONFIDENTIAL | ok | special | 0 | 0 | transfer_purchase__CONFIDENTIAL | 0 | 0 | 1 | 1 | 1 | 0 | 1 | 0 | 0 | 1
PCEA | transfer_purchase |  | 2020 | 11 | 0 | CONFIDENTIAL | CONFIDENTIAL | online |  | CONFIDENTIAL | CONFIDENTIAL | transfer_purchase | 1 | unknown | unknown_2020_11 | 0% | 1 | CONFIDENTIAL | CONFIDENTIAL | ok | special | 0 | 0 | transfer_purchase__CONFIDENTIAL | 0 | 0 | 1 | 1 | 1 | 0 | 1 | 0 | 0 | 1
PCEA | transfer_purchase |  | 2020 | 12 | 0 | CONFIDENTIAL | CONFIDENTIAL | online |  | CONFIDENTIAL | CONFIDENTIAL | transfer_purchase | 1 | unknown | unknown_2020_12 | 0% | 1 | CONFIDENTIAL | CONFIDENTIAL | ok | special | 0 | 0 | transfer_purchase__CONFIDENTIAL | 0 | 0 | 1 | 1 | 1 | 0 | 1 | 0 | 0 | 1
PCEA | transfer_purchase |  | 2020 | 6 | 0 | CONFIDENTIAL | CONFIDENTIAL | online |  | CONFIDENTIAL | CONFIDENTIAL | transfer_purchase | 1 | unknown | unknown_2020_6 | 0% | 1 | CONFIDENTIAL | CONFIDENTIAL | ok | special | 0 | 0 | transfer_purchase__CONFIDENTIAL | 0 | 0 | 1 | 1 | 1 | 0 | 1 | 0 | 0 | 1
PCEA | transfer_purchase |  | 2020 | 12 | 0 | CONFIDENTIAL | CONFIDENTIAL | online |  | CONFIDENTIAL | CONFIDENTIAL | transfer_purchase | 1 | unknown | unknown_2020_12 | 0% | 1 | CONFIDENTIAL | CONFIDENTIAL | ok | special | 0 | 0 | transfer_purchase__CONFIDENTIAL | 0 | 0 | 1 | 1 | 1 | 0 | 1 | 0 | 0 | 1
SCE | transfer_sale |  | 2020 | 3 | 0 | CONFIDENTIAL | CONFIDENTIAL | online |  | CONFIDENTIAL | CONFIDENTIAL | transfer_sale | 1 | unknown | unknown_2020_3 | 0% | 1 | CONFIDENTIAL | CONFIDENTIAL | ok | special | 0 | 0 | transfer_sale__CONFIDENTIAL | 1 | 33 | 1 | 1 | 1 | 0 | 1 | 0 | 0 | 1
PCEA | transfer_purchase |  | 2020 | 1 | 0 | CONFIDENTIAL | CONFIDENTIAL | online |  | CONFIDENTIAL | CONFIDENTIAL | transfer_purchase | 1 | unknown | unknown_2020_1 | 0% | 1 | CONFIDENTIAL | CONFIDENTIAL | ok | special | 0 | 0 | transfer_purchase__CONFIDENTIAL | 0 | 0 | 1 | 1 | 1 | 0 | 1 | 0 | 0 | 1
PCEA | transfer_purchase |  | 2020 | 1 | 0 | CONFIDENTIAL | CONFIDENTIAL | online |  | CONFIDENTIAL | CONFIDENTIAL | transfer_purchase | 1 | unknown | unknown_2020_1 | 0% | 1 | CONFIDENTIAL | CONFIDENTIAL | ok | special | 0 | 0 | transfer_purchase__CONFIDENTIAL | 0 | 0 | 1 | 1 | 1 | 0 | 1 | 0 | 0 | 1
PCEA | transfer_purchase |  | 2020 | 2 | 0 | CONFIDENTIAL | CONFIDENTIAL | online |  | CONFIDENTIAL | CONFIDENTIAL | transfer_purchase | 1 | unknown | unknown_2020_2 | 0% | 1 | CONFIDENTIAL | CONFIDENTIAL | ok | special | 0 | 0 | transfer_purchase__CONFIDENTIAL | 0 | 0 | 1 | 1 | 1 | 0 | 1 | 0 | 0 | 1
PCEA | transfer_purchase |  | 2020 | 2 | 0 | CONFIDENTIAL | CONFIDENTIAL | online |  | CONFIDENTIAL | CONFIDENTIAL | transfer_purchase | 1 | unknown | unknown_2020_2 | 0% | 1 | CONFIDENTIAL | CONFIDENTIAL | ok | special | 0 | 0 | transfer_purchase__CONFIDENTIAL | 0 | 0 | 1 | 1 | 1 | 0 | 1 | 0 | 0 | 1
PCEA | transfer_purchase |  | 2020 | 3 | 0 | CONFIDENTIAL | CONFIDENTIAL | online |  | CONFIDENTIAL | CONFIDENTIAL | transfer_purchase | 1 | unknown | unknown_2020_3 | 0% | 1 | CONFIDENTIAL | CONFIDENTIAL | ok | special | 0 | 0 | transfer_purchase__CONFIDENTIAL | 0 | 0 | 1 | 1 | 1 | 0 | 1 | 0 | 0 | 1
PCEA | transfer_purchase |  | 2020 | 3 | 0 | CONFIDENTIAL | CONFIDENTIAL | online |  | CONFIDENTIAL | CONFIDENTIAL | transfer_purchase | 1 | unknown | unknown_2020_3 | 0% | 1 | CONFIDENTIAL | CONFIDENTIAL | ok | special | 0 | 0 | transfer_purchase__CONFIDENTIAL | 0 | 0 | 1 | 1 | 1 | 0 | 1 | 0 | 0 | 1
PCEA | transfer_purchase |  | 2020 | 4 | 0 | CONFIDENTIAL | CONFIDENTIAL | online |  | CONFIDENTIAL | CONFIDENTIAL | transfer_purchase | 1 | unknown | unknown_2020_4 | 0% | 1 | CONFIDENTIAL | CONFIDENTIAL | ok | special | 0 | 0 | transfer_purchase__CONFIDENTIAL | 0 | 0 | 1 | 1 | 1 | 0 | 1 | 0 | 0 | 1
PCEA | transfer_purchase |  | 2020 | 4 | 0 | CONFIDENTIAL | CONFIDENTIAL | online |  | CONFIDENTIAL | CONFIDENTIAL | transfer_purchase | 1 | unknown | unknown_2020_4 | 0% | 1 | CONFIDENTIAL | CONFIDENTIAL | ok | special | 0 | 0 | transfer_purchase__CONFIDENTIAL | 0 | 0 | 1 | 1 | 1 | 0 | 1 | 0 | 0 | 1
PCEA | transfer_purchase |  | 2020 | 6 | 0 | CONFIDENTIAL | CONFIDENTIAL | online |  | CONFIDENTIAL | CONFIDENTIAL | transfer_purchase | 1 | unknown | unknown_2020_6 | 0% | 1 | CONFIDENTIAL | CONFIDENTIAL | ok | special | 0 | 0 | transfer_purchase__CONFIDENTIAL | 0 | 0 | 1 | 1 | 1 | 0 | 1 | 0 | 0 | 1
PCEA | transfer_purchase |  | 2020 | 7 | 0 | CONFIDENTIAL | CONFIDENTIAL | online |  | CONFIDENTIAL | CONFIDENTIAL | transfer_purchase | 1 | unknown | unknown_2020_7 | 0% | 1 | CONFIDENTIAL | CONFIDENTIAL | ok | special | 0 | 0 | transfer_purchase__CONFIDENTIAL | 0 | 0 | 1 | 1 | 1 | 0 | 1 | 0 | 0 | 1
PCEA | transfer_purchase |  | 2020 | 9 | 0 | CONFIDENTIAL | CONFIDENTIAL | online |  | CONFIDENTIAL | CONFIDENTIAL | transfer_purchase | 1 | unknown | unknown_2020_9 | 0% | 1 | CONFIDENTIAL | CONFIDENTIAL | ok | special | 0 | 0 | transfer_purchase__CONFIDENTIAL | 0 | 0 | 1 | 1 | 1 | 0 | 1 | 0 | 0 | 1
PCEA | transfer_purchase |  | 2020 | 10 | 0 | CONFIDENTIAL | CONFIDENTIAL | online |  | CONFIDENTIAL | CONFIDENTIAL | transfer_purchase | 1 | unknown | unknown_2020_10 | 0% | 1 | CONFIDENTIAL | CONFIDENTIAL | ok | special | 0 | 0 | transfer_purchase__CONFIDENTIAL | 0 | 0 | 1 | 1 | 1 | 0 | 1 | 0 | 0 | 1
PCEA | transfer_purchase |  | 2020 | 11 | 0 | CONFIDENTIAL | CONFIDENTIAL | online |  | CONFIDENTIAL | CONFIDENTIAL | transfer_purchase | 1 | unknown | unknown_2020_11 | 0% | 1 | CONFIDENTIAL | CONFIDENTIAL | ok | special | 0 | 0 | transfer_purchase__CONFIDENTIAL | 0 | 0 | 1 | 1 | 1 | 0 | 1 | 0 | 0 | 1
PCEA | transfer_purchase |  | 2020 | 12 | 0 | CONFIDENTIAL | CONFIDENTIAL | online |  | CONFIDENTIAL | CONFIDENTIAL | transfer_purchase | 1 | unknown | unknown_2020_12 | 0% | 1 | CONFIDENTIAL | CONFIDENTIAL | ok | special | 0 | 0 | transfer_purchase__CONFIDENTIAL | 0 | 0 | 1 | 1 | 1 | 0 | 1 | 0 | 0 | 1
PCEA | transfer_purchase |  | 2020 | 12 | 0 | CONFIDENTIAL | CONFIDENTIAL | online |  | CONFIDENTIAL | CONFIDENTIAL | transfer_purchase | 1 | unknown | unknown_2020_12 | 0% | 1 | CONFIDENTIAL | CONFIDENTIAL | ok | special | 0 | 0 | transfer_purchase__CONFIDENTIAL | 0 | 0 | 1 | 1 | 1 | 0 | 1 | 0 | 0 | 1
PCEA | transfer_purchase |  | 2020 | 1 | 0 | CONFIDENTIAL | CONFIDENTIAL | online |  | CONFIDENTIAL | CONFIDENTIAL | transfer_purchase | 1 | unknown | unknown_2020_1 | 0% | 1 | CONFIDENTIAL | CONFIDENTIAL | ok | special | 0 | 0 | transfer_purchase__CONFIDENTIAL | 0 | 0 | 1 | 1 | 1 | 0 | 1 | 0 | 0 | 1
PCEA | transfer_purchase |  | 2020 | 2 | 0 | CONFIDENTIAL | CONFIDENTIAL | online |  | CONFIDENTIAL | CONFIDENTIAL | transfer_purchase | 1 | unknown | unknown_2020_2 | 0% | 1 | CONFIDENTIAL | CONFIDENTIAL | ok | special | 0 | 0 | transfer_purchase__CONFIDENTIAL | 0 | 0 | 1 | 1 | 1 | 0 | 1 | 0 | 0 | 1
PCEA | transfer_purchase |  | 2020 | 3 | 0 | CONFIDENTIAL | CONFIDENTIAL | online |  | CONFIDENTIAL | CONFIDENTIAL | transfer_purchase | 1 | unknown | unknown_2020_3 | 0% | 1 | CONFIDENTIAL | CONFIDENTIAL | ok | special | 0 | 0 | transfer_purchase__CONFIDENTIAL | 0 | 0 | 1 | 1 | 1 | 0 | 1 | 0 | 0 | 1
PCEA | transfer_purchase |  | 2020 | 3 | 0 | CONFIDENTIAL | CONFIDENTIAL | online |  | CONFIDENTIAL | CONFIDENTIAL | transfer_purchase | 1 | unknown | unknown_2020_3 | 0% | 1 | CONFIDENTIAL | CONFIDENTIAL | ok | special | 0 | 0 | transfer_purchase__CONFIDENTIAL | 0 | 0 | 1 | 1 | 1 | 0 | 1 | 0 | 0 | 1
PCEA | transfer_purchase |  | 2020 | 11 | 0 | CONFIDENTIAL | CONFIDENTIAL | online |  | CONFIDENTIAL | CONFIDENTIAL | transfer_purchase | 1 | unknown | unknown_2020_11 | 0% | 1 | CONFIDENTIAL | CONFIDENTIAL | ok | special | 0 | 0 | transfer_purchase__CONFIDENTIAL | 0 | 0 | 1 | 1 | 1 | 0 | 1 | 0 | 0 | 1
PCEA | transfer_purchase |  | 2020 | 12 | 0 | CONFIDENTIAL | CONFIDENTIAL | online |  | CONFIDENTIAL | CONFIDENTIAL | transfer_purchase | 1 | unknown | unknown_2020_12 | 0% | 1 | CONFIDENTIAL | CONFIDENTIAL | ok | special | 0 | 0 | transfer_purchase__CONFIDENTIAL | 0 | 0 | 1 | 1 | 1 | 0 | 1 | 0 | 0 | 1
PCEA | transfer_purchase |  | 2020 | 11 | 0 | CONFIDENTIAL | CONFIDENTIAL | online |  | CONFIDENTIAL | CONFIDENTIAL | transfer_purchase | 1 | unknown | unknown_2020_11 | 0% | 1 | CONFIDENTIAL | CONFIDENTIAL | ok | special | 0 | 0 | transfer_purchase__CONFIDENTIAL | 0 | 0 | 1 | 1 | 1 | 0 | 1 | 0 | 0 | 1
PCEA | transfer_purchase |  | 2020 | 12 | 0 | CONFIDENTIAL | CONFIDENTIAL | online |  | CONFIDENTIAL | CONFIDENTIAL | transfer_purchase | 1 | unknown | unknown_2020_12 | 0% | 1 | CONFIDENTIAL | CONFIDENTIAL | ok | special | 0 | 0 | transfer_purchase__CONFIDENTIAL | 0 | 0 | 1 | 1 | 1 | 0 | 1 | 0 | 0 | 1
PCEA | transfer_purchase |  | 2020 | 1 | 0 | CONFIDENTIAL | CONFIDENTIAL | online |  | CONFIDENTIAL | CONFIDENTIAL | transfer_purchase | 1 | unknown | unknown_2020_1 | 0% | 1 | CONFIDENTIAL | CONFIDENTIAL | ok | special | 0 | 0 | transfer_purchase__CONFIDENTIAL | 0 | 0 | 1 | 1 | 1 | 0 | 1 | 0 | 0 | 1
PCEA | transfer_purchase |  | 2020 | 2 | 0 | CONFIDENTIAL | CONFIDENTIAL | online |  | CONFIDENTIAL | CONFIDENTIAL | transfer_purchase | 1 | unknown | unknown_2020_2 | 0% | 1 | CONFIDENTIAL | CONFIDENTIAL | ok | special | 0 | 0 | transfer_purchase__CONFIDENTIAL | 0 | 0 | 1 | 1 | 1 | 0 | 1 | 0 | 0 | 1
PCEA | transfer_purchase |  | 2020 | 1 | 0 | CONFIDENTIAL | CONFIDENTIAL | online |  | CONFIDENTIAL | CONFIDENTIAL | transfer_purchase | 1 | unknown | unknown_2020_1 | 0% | 1 | CONFIDENTIAL | CONFIDENTIAL | ok | special | 0 | 0 | transfer_purchase__CONFIDENTIAL | 0 | 0 | 1 | 1 | 1 | 0 | 1 | 0 | 0 | 1
PCEA | transfer_purchase |  | 2020 | 2 | 0 | CONFIDENTIAL | CONFIDENTIAL | online |  | CONFIDENTIAL | CONFIDENTIAL | transfer_purchase | 1 | unknown | unknown_2020_2 | 0% | 1 | CONFIDENTIAL | CONFIDENTIAL | ok | special | 0 | 0 | transfer_purchase__CONFIDENTIAL | 0 | 0 | 1 | 1 | 1 | 0 | 1 | 0 | 0 | 1
PCEA | transfer_purchase |  | 2020 | 3 | 0 | CONFIDENTIAL | CONFIDENTIAL | online |  | CONFIDENTIAL | CONFIDENTIAL | transfer_purchase | 1 | unknown | unknown_2020_3 | 0% | 1 | CONFIDENTIAL | CONFIDENTIAL | ok | special | 0 | 0 | transfer_purchase__CONFIDENTIAL | 0 | 0 | 1 | 1 | 1 | 0 | 1 | 0 | 0 | 1
PCEA | transfer_purchase |  | 2020 | 4 | 0 | CONFIDENTIAL | CONFIDENTIAL | online |  | CONFIDENTIAL | CONFIDENTIAL | transfer_purchase | 1 | unknown | unknown_2020_4 | 0% | 1 | CONFIDENTIAL | CONFIDENTIAL | ok | special | 0 | 0 | transfer_purchase__CONFIDENTIAL | 0 | 0 | 1 | 1 | 1 | 0 | 1 | 0 | 0 | 1
PCEA | transfer_purchase |  | 2020 | 5 | 0 | CONFIDENTIAL | CONFIDENTIAL | online |  | CONFIDENTIAL | CONFIDENTIAL | transfer_purchase | 1 | unknown | unknown_2020_5 | 0% | 1 | CONFIDENTIAL | CONFIDENTIAL | ok | special | 0 | 0 | transfer_purchase__CONFIDENTIAL | 0 | 0 | 1 | 1 | 1 | 0 | 1 | 0 | 0 | 1
PCEA | transfer_purchase |  | 2020 | 6 | 0 | CONFIDENTIAL | CONFIDENTIAL | online |  | CONFIDENTIAL | CONFIDENTIAL | transfer_purchase | 1 | unknown | unknown_2020_6 | 0% | 1 | CONFIDENTIAL | CONFIDENTIAL | ok | special | 0 | 0 | transfer_purchase__CONFIDENTIAL | 0 | 0 | 1 | 1 | 1 | 0 | 1 | 0 | 0 | 1
PCEA | transfer_purchase |  | 2020 | 7 | 0 | CONFIDENTIAL | CONFIDENTIAL | online |  | CONFIDENTIAL | CONFIDENTIAL | transfer_purchase | 1 | unknown | unknown_2020_7 | 0% | 1 | CONFIDENTIAL | CONFIDENTIAL | ok | special | 0 | 0 | transfer_purchase__CONFIDENTIAL | 0 | 0 | 1 | 1 | 1 | 0 | 1 | 0 | 0 | 1
PCEA | transfer_purchase |  | 2020 | 8 | 0 | CONFIDENTIAL | CONFIDENTIAL | online |  | CONFIDENTIAL | CONFIDENTIAL | transfer_purchase | 1 | unknown | unknown_2020_8 | 0% | 1 | CONFIDENTIAL | CONFIDENTIAL | ok | special | 0 | 0 | transfer_purchase__CONFIDENTIAL | 0 | 0 | 1 | 1 | 1 | 0 | 1 | 0 | 0 | 1
PCEA | transfer_purchase |  | 2020 | 9 | 0 | CONFIDENTIAL | CONFIDENTIAL | online |  | CONFIDENTIAL | CONFIDENTIAL | transfer_purchase | 1 | unknown | unknown_2020_9 | 0% | 1 | CONFIDENTIAL | CONFIDENTIAL | ok | special | 0 | 0 | transfer_purchase__CONFIDENTIAL | 0 | 0 | 1 | 1 | 1 | 0 | 1 | 0 | 0 | 1
PCEA | transfer_purchase |  | 2020 | 10 | 0 | CONFIDENTIAL | CONFIDENTIAL | online |  | CONFIDENTIAL | CONFIDENTIAL | transfer_purchase | 1 | unknown | unknown_2020_10 | 0% | 1 | CONFIDENTIAL | CONFIDENTIAL | ok | special | 0 | 0 | transfer_purchase__CONFIDENTIAL | 0 | 0 | 1 | 1 | 1 | 0 | 1 | 0 | 0 | 1
PCEA | transfer_purchase |  | 2020 | 11 | 0 | CONFIDENTIAL | CONFIDENTIAL | online |  | CONFIDENTIAL | CONFIDENTIAL | transfer_purchase | 1 | unknown | unknown_2020_11 | 0% | 1 | CONFIDENTIAL | CONFIDENTIAL | ok | special | 0 | 0 | transfer_purchase__CONFIDENTIAL | 0 | 0 | 1 | 1 | 1 | 0 | 1 | 0 | 0 | 1
PCEA | transfer_purchase |  | 2020 | 12 | 0 | CONFIDENTIAL | CONFIDENTIAL | online |  | CONFIDENTIAL | CONFIDENTIAL | transfer_purchase | 1 | unknown | unknown_2020_12 | 0% | 1 | CONFIDENTIAL | CONFIDENTIAL | ok | special | 0 | 0 | transfer_purchase__CONFIDENTIAL | 0 | 0 | 1 | 1 | 1 | 0 | 1 | 0 | 0 | 1
PCEA | transfer_purchase |  | 2020 | 5 | 0 | CONFIDENTIAL | CONFIDENTIAL | online |  | CONFIDENTIAL | CONFIDENTIAL | transfer_purchase | 1 | unknown | unknown_2020_5 | 0% | 1 | CONFIDENTIAL | CONFIDENTIAL | ok | special | 0 | 0 | transfer_purchase__CONFIDENTIAL | 0 | 0 | 1 | 1 | 1 | 0 | 1 | 0 | 0 | 1
PCEA | transfer_purchase |  | 2020 | 6 | 0 | CONFIDENTIAL | CONFIDENTIAL | online |  | CONFIDENTIAL | CONFIDENTIAL | transfer_purchase | 1 | unknown | unknown_2020_6 | 0% | 1 | CONFIDENTIAL | CONFIDENTIAL | ok | special | 0 | 0 | transfer_purchase__CONFIDENTIAL | 0 | 0 | 1 | 1 | 1 | 0 | 1 | 0 | 0 | 1
PCEA | transfer_purchase |  | 2020 | 7 | 0 | CONFIDENTIAL | CONFIDENTIAL | online |  | CONFIDENTIAL | CONFIDENTIAL | transfer_purchase | 1 | unknown | unknown_2020_7 | 0% | 1 | CONFIDENTIAL | CONFIDENTIAL | ok | special | 0 | 0 | transfer_purchase__CONFIDENTIAL | 0 | 0 | 1 | 1 | 1 | 0 | 1 | 0 | 0 | 1
PCEA | transfer_purchase |  | 2020 | 8 | 0 | CONFIDENTIAL | CONFIDENTIAL | online |  | CONFIDENTIAL | CONFIDENTIAL | transfer_purchase | 1 | unknown | unknown_2020_8 | 0% | 1 | CONFIDENTIAL | CONFIDENTIAL | ok | special | 0 | 0 | transfer_purchase__CONFIDENTIAL | 0 | 0 | 1 | 1 | 1 | 0 | 1 | 0 | 0 | 1
PCEA | transfer_purchase |  | 2020 | 9 | 0 | CONFIDENTIAL | CONFIDENTIAL | online |  | CONFIDENTIAL | CONFIDENTIAL | transfer_purchase | 1 | unknown | unknown_2020_9 | 0% | 1 | CONFIDENTIAL | CONFIDENTIAL | ok | special | 0 | 0 | transfer_purchase__CONFIDENTIAL | 0 | 0 | 1 | 1 | 1 | 0 | 1 | 0 | 0 | 1
PCEA | transfer_purchase |  | 2020 | 10 | 0 | CONFIDENTIAL | CONFIDENTIAL | online |  | CONFIDENTIAL | CONFIDENTIAL | transfer_purchase | 1 | unknown | unknown_2020_10 | 0% | 1 | CONFIDENTIAL | CONFIDENTIAL | ok | special | 0 | 0 | transfer_purchase__CONFIDENTIAL | 0 | 0 | 1 | 1 | 1 | 0 | 1 | 0 | 0 | 1
PCEA | transfer_purchase |  | 2020 | 5 | 0 | CONFIDENTIAL | CONFIDENTIAL | online |  | CONFIDENTIAL | CONFIDENTIAL | transfer_purchase | 1 | unknown | unknown_2020_5 | 0% | 1 | CONFIDENTIAL | CONFIDENTIAL | ok | special | 0 | 0 | transfer_purchase__CONFIDENTIAL | 0 | 0 | 1 | 1 | 1 | 0 | 1 | 0 | 0 | 1
PCEA | transfer_purchase |  | 2020 | 6 | 0 | CONFIDENTIAL | CONFIDENTIAL | online |  | CONFIDENTIAL | CONFIDENTIAL | transfer_purchase | 1 | unknown | unknown_2020_6 | 0% | 1 | CONFIDENTIAL | CONFIDENTIAL | ok | special | 0 | 0 | transfer_purchase__CONFIDENTIAL | 0 | 0 | 1 | 1 | 1 | 0 | 1 | 0 | 0 | 1
PCEA | transfer_purchase |  | 2020 | 7 | 0 | CONFIDENTIAL | CONFIDENTIAL | online |  | CONFIDENTIAL | CONFIDENTIAL | transfer_purchase | 1 | unknown | unknown_2020_7 | 0% | 1 | CONFIDENTIAL | CONFIDENTIAL | ok | special | 0 | 0 | transfer_purchase__CONFIDENTIAL | 0 | 0 | 1 | 1 | 1 | 0 | 1 | 0 | 0 | 1
PCEA | transfer_purchase |  | 2020 | 8 | 0 | CONFIDENTIAL | CONFIDENTIAL | online |  | CONFIDENTIAL | CONFIDENTIAL | transfer_purchase | 1 | unknown | unknown_2020_8 | 0% | 1 | CONFIDENTIAL | CONFIDENTIAL | ok | special | 0 | 0 | transfer_purchase__CONFIDENTIAL | 0 | 0 | 1 | 1 | 1 | 0 | 1 | 0 | 0 | 1
PCEA | transfer_purchase |  | 2020 | 9 | 0 | CONFIDENTIAL | CONFIDENTIAL | online |  | CONFIDENTIAL | CONFIDENTIAL | transfer_purchase | 1 | unknown | unknown_2020_9 | 0% | 1 | CONFIDENTIAL | CONFIDENTIAL | ok | special | 0 | 0 | transfer_purchase__CONFIDENTIAL | 0 | 0 | 1 | 1 | 1 | 0 | 1 | 0 | 0 | 1
PCEA | transfer_purchase |  | 2020 | 10 | 0 | CONFIDENTIAL | CONFIDENTIAL | online |  | CONFIDENTIAL | CONFIDENTIAL | transfer_purchase | 1 | unknown | unknown_2020_10 | 0% | 1 | CONFIDENTIAL | CONFIDENTIAL | ok | special | 0 | 0 | transfer_purchase__CONFIDENTIAL | 0 | 0 | 1 | 1 | 1 | 0 | 1 | 0 | 0 | 1
PCEA | transfer_purchase |  | 2020 | 12 | 0 | CONFIDENTIAL | CONFIDENTIAL | online |  | CONFIDENTIAL | CONFIDENTIAL | transfer_purchase | 1 | unknown | unknown_2020_12 | 0% | 1 | CONFIDENTIAL | CONFIDENTIAL | ok | special | 0 | 0 | transfer_purchase__CONFIDENTIAL | 0 | 0 | 1 | 1 | 1 | 0 | 1 | 0 | 0 | 1
PCEA | transfer_purchase |  | 2020 | 1 | 0 | CONFIDENTIAL | CONFIDENTIAL | online |  | CONFIDENTIAL | CONFIDENTIAL | transfer_purchase | 1 | unknown | unknown_2020_1 | 0% | 1 | CONFIDENTIAL | CONFIDENTIAL | ok | special | 0 | 0 | transfer_purchase__CONFIDENTIAL | 0 | 0 | 1 | 1 | 1 | 0 | 1 | 0 | 0 | 1
PCEA | transfer_purchase |  | 2020 | 2 | 0 | CONFIDENTIAL | CONFIDENTIAL | online |  | CONFIDENTIAL | CONFIDENTIAL | transfer_purchase | 1 | unknown | unknown_2020_2 | 0% | 1 | CONFIDENTIAL | CONFIDENTIAL | ok | special | 0 | 0 | transfer_purchase__CONFIDENTIAL | 0 | 0 | 1 | 1 | 1 | 0 | 1 | 0 | 0 | 1
PCEA | transfer_purchase |  | 2020 | 3 | 0 | CONFIDENTIAL | CONFIDENTIAL | online |  | CONFIDENTIAL | CONFIDENTIAL | transfer_purchase | 1 | unknown | unknown_2020_3 | 0% | 1 | CONFIDENTIAL | CONFIDENTIAL | ok | special | 0 | 0 | transfer_purchase__CONFIDENTIAL | 0 | 0 | 1 | 1 | 1 | 0 | 1 | 0 | 0 | 1
PCEA | transfer_purchase |  | 2020 | 4 | 0 | CONFIDENTIAL | CONFIDENTIAL | online |  | CONFIDENTIAL | CONFIDENTIAL | transfer_purchase | 1 | unknown | unknown_2020_4 | 0% | 1 | CONFIDENTIAL | CONFIDENTIAL | ok | special | 0 | 0 | transfer_purchase__CONFIDENTIAL | 0 | 0 | 1 | 1 | 1 | 0 | 1 | 0 | 0 | 1
PCEA | transfer_purchase |  | 2020 | 5 | 0 | CONFIDENTIAL | CONFIDENTIAL | online |  | CONFIDENTIAL | CONFIDENTIAL | transfer_purchase | 1 | unknown | unknown_2020_5 | 0% | 1 | CONFIDENTIAL | CONFIDENTIAL | ok | special | 0 | 0 | transfer_purchase__CONFIDENTIAL | 0 | 0 | 1 | 1 | 1 | 0 | 1 | 0 | 0 | 1
PCEA | transfer_purchase |  | 2020 | 6 | 0 | CONFIDENTIAL | CONFIDENTIAL | online |  | CONFIDENTIAL | CONFIDENTIAL | transfer_purchase | 1 | unknown | unknown_2020_6 | 0% | 1 | CONFIDENTIAL | CONFIDENTIAL | ok | special | 0 | 0 | transfer_purchase__CONFIDENTIAL | 0 | 0 | 1 | 1 | 1 | 0 | 1 | 0 | 0 | 1
PCEA | transfer_purchase |  | 2020 | 7 | 0 | CONFIDENTIAL | CONFIDENTIAL | online |  | CONFIDENTIAL | CONFIDENTIAL | transfer_purchase | 1 | unknown | unknown_2020_7 | 0% | 1 | CONFIDENTIAL | CONFIDENTIAL | ok | special | 0 | 0 | transfer_purchase__CONFIDENTIAL | 0 | 0 | 1 | 1 | 1 | 0 | 1 | 0 | 0 | 1
PCEA | transfer_purchase |  | 2020 | 8 | 0 | CONFIDENTIAL | CONFIDENTIAL | online |  | CONFIDENTIAL | CONFIDENTIAL | transfer_purchase | 1 | unknown | unknown_2020_8 | 0% | 1 | CONFIDENTIAL | CONFIDENTIAL | ok | special | 0 | 0 | transfer_purchase__CONFIDENTIAL | 0 | 0 | 1 | 1 | 1 | 0 | 1 | 0 | 0 | 1
PCEA | transfer_purchase |  | 2020 | 9 | 0 | CONFIDENTIAL | CONFIDENTIAL | online |  | CONFIDENTIAL | CONFIDENTIAL | transfer_purchase | 1 | unknown | unknown_2020_9 | 0% | 1 | CONFIDENTIAL | CONFIDENTIAL | ok | special | 0 | 0 | transfer_purchase__CONFIDENTIAL | 0 | 0 | 1 | 1 | 1 | 0 | 1 | 0 | 0 | 1
PCEA | transfer_purchase |  | 2020 | 10 | 0 | CONFIDENTIAL | CONFIDENTIAL | online |  | CONFIDENTIAL | CONFIDENTIAL | transfer_purchase | 1 | unknown | unknown_2020_10 | 0% | 1 | CONFIDENTIAL | CONFIDENTIAL | ok | special | 0 | 0 | transfer_purchase__CONFIDENTIAL | 0 | 0 | 1 | 1 | 1 | 0 | 1 | 0 | 0 | 1
PCEA | transfer_purchase |  | 2020 | 11 | 0 | CONFIDENTIAL | CONFIDENTIAL | online |  | CONFIDENTIAL | CONFIDENTIAL | transfer_purchase | 1 | unknown | unknown_2020_11 | 0% | 1 | CONFIDENTIAL | CONFIDENTIAL | ok | special | 0 | 0 | transfer_purchase__CONFIDENTIAL | 0 | 0 | 1 | 1 | 1 | 0 | 1 | 0 | 0 | 1
PCEA | transfer_purchase |  | 2020 | 12 | 0 | CONFIDENTIAL | CONFIDENTIAL | online |  | CONFIDENTIAL | CONFIDENTIAL | transfer_purchase | 1 | unknown | unknown_2020_12 | 0% | 1 | CONFIDENTIAL | CONFIDENTIAL | ok | special | 0 | 0 | transfer_purchase__CONFIDENTIAL | 0 | 0 | 1 | 1 | 1 | 0 | 1 | 0 | 0 | 1
PCEA | transfer_purchase |  | 2020 | 5 | 0 | CONFIDENTIAL | CONFIDENTIAL | online |  | CONFIDENTIAL | CONFIDENTIAL | transfer_purchase | 1 | unknown | unknown_2020_5 | 0% | 1 | CONFIDENTIAL | CONFIDENTIAL | ok | special | 0 | 0 | transfer_purchase__CONFIDENTIAL | 0 | 0 | 1 | 1 | 1 | 0 | 1 | 0 | 0 | 1
PCEA | transfer_purchase |  | 2020 | 3 | 0 | CONFIDENTIAL | CONFIDENTIAL | online |  | CONFIDENTIAL | CONFIDENTIAL | transfer_purchase | 1 | unknown | unknown_2020_3 | 0% | 1 | CONFIDENTIAL | CONFIDENTIAL | ok | special | 0 | 0 | transfer_purchase__CONFIDENTIAL | 0 | 0 | 1 | 1 | 1 | 0 | 1 | 0 | 0 | 1
PCEA | transfer_purchase |  | 2020 | 12 | 0 | CONFIDENTIAL | CONFIDENTIAL | online |  | CONFIDENTIAL | CONFIDENTIAL | transfer_purchase | 1 | unknown | unknown_2020_12 | 0% | 1 | CONFIDENTIAL | CONFIDENTIAL | ok | special | 0 | 0 | transfer_purchase__CONFIDENTIAL | 0 | 0 | 1 | 1 | 1 | 0 | 1 | 0 | 0 | 1
Silicon Valley Power | transfer_sale |  | 2020 | 11 | 0 | CONFIDENTIAL | CONFIDENTIAL | online |  | CONFIDENTIAL | CONFIDENTIAL | transfer_sale | 1 | unknown | unknown_2020_11 | 0% | 1 | CONFIDENTIAL | CONFIDENTIAL | ok | special | 0 | 0 | transfer_sale__CONFIDENTIAL | 0 | 0 | 1 | 1 | 1 | 0 | 1 | 0 | 0 | 1
PCEA | transfer_purchase |  | 2020 | 1 | 0 | CONFIDENTIAL | CONFIDENTIAL | online |  | CONFIDENTIAL | CONFIDENTIAL | transfer_purchase | 1 | unknown | unknown_2020_1 | 0% | 1 | CONFIDENTIAL | CONFIDENTIAL | ok | special | 0 | 0 | transfer_purchase__CONFIDENTIAL | 0 | 0 | 1 | 1 | 1 | 0 | 1 | 0 | 0 | 1
PCEA | transfer_purchase |  | 2020 | 2 | 0 | CONFIDENTIAL | CONFIDENTIAL | online |  | CONFIDENTIAL | CONFIDENTIAL | transfer_purchase | 1 | unknown | unknown_2020_2 | 0% | 1 | CONFIDENTIAL | CONFIDENTIAL | ok | special | 0 | 0 | transfer_purchase__CONFIDENTIAL | 0 | 0 | 1 | 1 | 1 | 0 | 1 | 0 | 0 | 1
PCEA | transfer_purchase |  | 2020 | 3 | 0 | CONFIDENTIAL | CONFIDENTIAL | online |  | CONFIDENTIAL | CONFIDENTIAL | transfer_purchase | 1 | unknown | unknown_2020_3 | 0% | 1 | CONFIDENTIAL | CONFIDENTIAL | ok | special | 0 | 0 | transfer_purchase__CONFIDENTIAL | 0 | 0 | 1 | 1 | 1 | 0 | 1 | 0 | 0 | 1
PCEA | transfer_purchase |  | 2020 | 10 | 0 | CONFIDENTIAL | CONFIDENTIAL | online |  | CONFIDENTIAL | CONFIDENTIAL | transfer_purchase | 1 | unknown | unknown_2020_10 | 0% | 1 | CONFIDENTIAL | CONFIDENTIAL | ok | special | 0 | 0 | transfer_purchase__CONFIDENTIAL | 0 | 0 | 1 | 1 | 1 | 0 | 1 | 0 | 0 | 1
PCEA | transfer_purchase |  | 2020 | 11 | 0 | CONFIDENTIAL | CONFIDENTIAL | online |  | CONFIDENTIAL | CONFIDENTIAL | transfer_purchase | 1 | unknown | unknown_2020_11 | 0% | 1 | CONFIDENTIAL | CONFIDENTIAL | ok | special | 0 | 0 | transfer_purchase__CONFIDENTIAL | 0 | 0 | 1 | 1 | 1 | 0 | 1 | 0 | 0 | 1
PCEA | transfer_purchase |  | 2020 | 12 | 0 | CONFIDENTIAL | CONFIDENTIAL | online |  | CONFIDENTIAL | CONFIDENTIAL | transfer_purchase | 1 | unknown | unknown_2020_12 | 0% | 1 | CONFIDENTIAL | CONFIDENTIAL | ok | special | 0 | 0 | transfer_purchase__CONFIDENTIAL | 0 | 0 | 1 | 1 | 1 | 0 | 1 | 0 | 0 | 1
PCEA | transfer_purchase |  | 2020 | 10 | 0 | CONFIDENTIAL | CONFIDENTIAL | online |  | CONFIDENTIAL | CONFIDENTIAL | transfer_purchase | 1 | unknown | unknown_2020_10 | 0% | 1 | CONFIDENTIAL | CONFIDENTIAL | ok | special | 0 | 0 | transfer_purchase__CONFIDENTIAL | 0 | 0 | 1 | 1 | 1 | 0 | 1 | 0 | 0 | 1
PCEA | transfer_purchase |  | 2020 | 1 | 0 | CONFIDENTIAL | CONFIDENTIAL | online |  | CONFIDENTIAL | CONFIDENTIAL | transfer_purchase | 1 | unknown | unknown_2020_1 | 0% | 1 | CONFIDENTIAL | CONFIDENTIAL | ok | special | 0 | 0 | transfer_purchase__CONFIDENTIAL | 0 | 0 | 1 | 1 | 1 | 0 | 1 | 0 | 0 | 1
PCEA | transfer_purchase |  | 2020 | 1 | 0 | CONFIDENTIAL | CONFIDENTIAL | online |  | CONFIDENTIAL | CONFIDENTIAL | transfer_purchase | 1 | unknown | unknown_2020_1 | 0% | 1 | CONFIDENTIAL | CONFIDENTIAL | ok | special | 0 | 0 | transfer_purchase__CONFIDENTIAL | 0 | 0 | 1 | 1 | 1 | 0 | 1 | 0 | 0 | 1
PCEA | transfer_purchase |  | 2020 | 1 | 0 | CONFIDENTIAL | CONFIDENTIAL | online |  | CONFIDENTIAL | CONFIDENTIAL | transfer_purchase | 1 | unknown | unknown_2020_1 | 0% | 1 | CONFIDENTIAL | CONFIDENTIAL | ok | special | 0 | 0 | transfer_purchase__CONFIDENTIAL | 0 | 0 | 1 | 1 | 1 | 0 | 1 | 0 | 0 | 1
PCEA | transfer_purchase |  | 2020 | 2 | 0 | CONFIDENTIAL | CONFIDENTIAL | online |  | CONFIDENTIAL | CONFIDENTIAL | transfer_purchase | 1 | unknown | unknown_2020_2 | 0% | 1 | CONFIDENTIAL | CONFIDENTIAL | ok | special | 0 | 0 | transfer_purchase__CONFIDENTIAL | 0 | 0 | 1 | 1 | 1 | 0 | 1 | 0 | 0 | 1
PCEA | transfer_purchase |  | 2020 | 2 | 0 | CONFIDENTIAL | CONFIDENTIAL | online |  | CONFIDENTIAL | CONFIDENTIAL | transfer_purchase | 1 | unknown | unknown_2020_2 | 0% | 1 | CONFIDENTIAL | CONFIDENTIAL | ok | special | 0 | 0 | transfer_purchase__CONFIDENTIAL | 0 | 0 | 1 | 1 | 1 | 0 | 1 | 0 | 0 | 1
PCEA | transfer_purchase |  | 2020 | 2 | 0 | CONFIDENTIAL | CONFIDENTIAL | online |  | CONFIDENTIAL | CONFIDENTIAL | transfer_purchase | 1 | unknown | unknown_2020_2 | 0% | 1 | CONFIDENTIAL | CONFIDENTIAL | ok | special | 0 | 0 | transfer_purchase__CONFIDENTIAL | 0 | 0 | 1 | 1 | 1 | 0 | 1 | 0 | 0 | 1
PCEA | transfer_purchase |  | 2020 | 3 | 0 | CONFIDENTIAL | CONFIDENTIAL | online |  | CONFIDENTIAL | CONFIDENTIAL | transfer_purchase | 1 | unknown | unknown_2020_3 | 0% | 1 | CONFIDENTIAL | CONFIDENTIAL | ok | special | 0 | 0 | transfer_purchase__CONFIDENTIAL | 0 | 0 | 1 | 1 | 1 | 0 | 1 | 0 | 0 | 1
PCEA | transfer_purchase |  | 2020 | 3 | 0 | CONFIDENTIAL | CONFIDENTIAL | online |  | CONFIDENTIAL | CONFIDENTIAL | transfer_purchase | 1 | unknown | unknown_2020_3 | 0% | 1 | CONFIDENTIAL | CONFIDENTIAL | ok | special | 0 | 0 | transfer_purchase__CONFIDENTIAL | 0 | 0 | 1 | 1 | 1 | 0 | 1 | 0 | 0 | 1
PCEA | transfer_purchase |  | 2020 | 3 | 0 | CONFIDENTIAL | CONFIDENTIAL | online |  | CONFIDENTIAL | CONFIDENTIAL | transfer_purchase | 1 | unknown | unknown_2020_3 | 0% | 1 | CONFIDENTIAL | CONFIDENTIAL | ok | special | 0 | 0 | transfer_purchase__CONFIDENTIAL | 0 | 0 | 1 | 1 | 1 | 0 | 1 | 0 | 0 | 1
PCEA | transfer_purchase |  | 2020 | 5 | 0 | CONFIDENTIAL | CONFIDENTIAL | online |  | CONFIDENTIAL | CONFIDENTIAL | transfer_purchase | 1 | unknown | unknown_2020_5 | 0% | 1 | CONFIDENTIAL | CONFIDENTIAL | ok | special | 0 | 0 | transfer_purchase__CONFIDENTIAL | 0 | 0 | 1 | 1 | 1 | 0 | 1 | 0 | 0 | 1
PCEA | transfer_purchase |  | 2020 | 5 | 0 | CONFIDENTIAL | CONFIDENTIAL | online |  | CONFIDENTIAL | CONFIDENTIAL | transfer_purchase | 1 | unknown | unknown_2020_5 | 0% | 1 | CONFIDENTIAL | CONFIDENTIAL | ok | special | 0 | 0 | transfer_purchase__CONFIDENTIAL | 0 | 0 | 1 | 1 | 1 | 0 | 1 | 0 | 0 | 1
PCEA | transfer_purchase |  | 2020 | 5 | 0 | CONFIDENTIAL | CONFIDENTIAL | online |  | CONFIDENTIAL | CONFIDENTIAL | transfer_purchase | 1 | unknown | unknown_2020_5 | 0% | 1 | CONFIDENTIAL | CONFIDENTIAL | ok | special | 0 | 0 | transfer_purchase__CONFIDENTIAL | 0 | 0 | 1 | 1 | 1 | 0 | 1 | 0 | 0 | 1
PCEA | transfer_purchase |  | 2020 | 6 | 0 | CONFIDENTIAL | CONFIDENTIAL | online |  | CONFIDENTIAL | CONFIDENTIAL | transfer_purchase | 1 | unknown | unknown_2020_6 | 0% | 1 | CONFIDENTIAL | CONFIDENTIAL | ok | special | 0 | 0 | transfer_purchase__CONFIDENTIAL | 0 | 0 | 1 | 1 | 1 | 0 | 1 | 0 | 0 | 1
PCEA | transfer_purchase |  | 2020 | 6 | 0 | CONFIDENTIAL | CONFIDENTIAL | online |  | CONFIDENTIAL | CONFIDENTIAL | transfer_purchase | 1 | unknown | unknown_2020_6 | 0% | 1 | CONFIDENTIAL | CONFIDENTIAL | ok | special | 0 | 0 | transfer_purchase__CONFIDENTIAL | 0 | 0 | 1 | 1 | 1 | 0 | 1 | 0 | 0 | 1
PCEA | transfer_purchase |  | 2020 | 6 | 0 | CONFIDENTIAL | CONFIDENTIAL | online |  | CONFIDENTIAL | CONFIDENTIAL | transfer_purchase | 1 | unknown | unknown_2020_6 | 0% | 1 | CONFIDENTIAL | CONFIDENTIAL | ok | special | 0 | 0 | transfer_purchase__CONFIDENTIAL | 0 | 0 | 1 | 1 | 1 | 0 | 1 | 0 | 0 | 1
PCEA | transfer_purchase |  | 2020 | 9 | 0 | CONFIDENTIAL | CONFIDENTIAL | online |  | CONFIDENTIAL | CONFIDENTIAL | transfer_purchase | 1 | unknown | unknown_2020_9 | 0% | 1 | CONFIDENTIAL | CONFIDENTIAL | ok | special | 0 | 0 | transfer_purchase__CONFIDENTIAL | 0 | 0 | 1 | 1 | 1 | 0 | 1 | 0 | 0 | 1
PCEA | transfer_purchase |  | 2020 | 9 | 0 | CONFIDENTIAL | CONFIDENTIAL | online |  | CONFIDENTIAL | CONFIDENTIAL | transfer_purchase | 1 | unknown | unknown_2020_9 | 0% | 1 | CONFIDENTIAL | CONFIDENTIAL | ok | special | 0 | 0 | transfer_purchase__CONFIDENTIAL | 0 | 0 | 1 | 1 | 1 | 0 | 1 | 0 | 0 | 1
PCEA | transfer_purchase |  | 2020 | 9 | 0 | CONFIDENTIAL | CONFIDENTIAL | online |  | CONFIDENTIAL | CONFIDENTIAL | transfer_purchase | 1 | unknown | unknown_2020_9 | 0% | 1 | CONFIDENTIAL | CONFIDENTIAL | ok | special | 0 | 0 | transfer_purchase__CONFIDENTIAL | 0 | 0 | 1 | 1 | 1 | 0 | 1 | 0 | 0 | 1
PCEA | transfer_purchase |  | 2020 | 10 | 0 | CONFIDENTIAL | CONFIDENTIAL | online |  | CONFIDENTIAL | CONFIDENTIAL | transfer_purchase | 1 | unknown | unknown_2020_10 | 0% | 1 | CONFIDENTIAL | CONFIDENTIAL | ok | special | 0 | 0 | transfer_purchase__CONFIDENTIAL | 0 | 0 | 1 | 1 | 1 | 0 | 1 | 0 | 0 | 1
PCEA | transfer_purchase |  | 2020 | 10 | 0 | CONFIDENTIAL | CONFIDENTIAL | online |  | CONFIDENTIAL | CONFIDENTIAL | transfer_purchase | 1 | unknown | unknown_2020_10 | 0% | 1 | CONFIDENTIAL | CONFIDENTIAL | ok | special | 0 | 0 | transfer_purchase__CONFIDENTIAL | 0 | 0 | 1 | 1 | 1 | 0 | 1 | 0 | 0 | 1
PCEA | transfer_purchase |  | 2020 | 10 | 0 | CONFIDENTIAL | CONFIDENTIAL | online |  | CONFIDENTIAL | CONFIDENTIAL | transfer_purchase | 1 | unknown | unknown_2020_10 | 0% | 1 | CONFIDENTIAL | CONFIDENTIAL | ok | special | 0 | 0 | transfer_purchase__CONFIDENTIAL | 0 | 0 | 1 | 1 | 1 | 0 | 1 | 0 | 0 | 1
PCEA | transfer_purchase |  | 2020 | 11 | 0 | CONFIDENTIAL | CONFIDENTIAL | online |  | CONFIDENTIAL | CONFIDENTIAL | transfer_purchase | 1 | unknown | unknown_2020_11 | 0% | 1 | CONFIDENTIAL | CONFIDENTIAL | ok | special | 0 | 0 | transfer_purchase__CONFIDENTIAL | 0 | 0 | 1 | 1 | 1 | 0 | 1 | 0 | 0 | 1
PCEA | transfer_purchase |  | 2020 | 11 | 0 | CONFIDENTIAL | CONFIDENTIAL | online |  | CONFIDENTIAL | CONFIDENTIAL | transfer_purchase | 1 | unknown | unknown_2020_11 | 0% | 1 | CONFIDENTIAL | CONFIDENTIAL | ok | special | 0 | 0 | transfer_purchase__CONFIDENTIAL | 0 | 0 | 1 | 1 | 1 | 0 | 1 | 0 | 0 | 1
PCEA | transfer_purchase |  | 2020 | 11 | 0 | CONFIDENTIAL | CONFIDENTIAL | online |  | CONFIDENTIAL | CONFIDENTIAL | transfer_purchase | 1 | unknown | unknown_2020_11 | 0% | 1 | CONFIDENTIAL | CONFIDENTIAL | ok | special | 0 | 0 | transfer_purchase__CONFIDENTIAL | 0 | 0 | 1 | 1 | 1 | 0 | 1 | 0 | 0 | 1
PCEA | transfer_purchase |  | 2020 | 12 | 0 | CONFIDENTIAL | CONFIDENTIAL | online |  | CONFIDENTIAL | CONFIDENTIAL | transfer_purchase | 1 | unknown | unknown_2020_12 | 0% | 1 | CONFIDENTIAL | CONFIDENTIAL | ok | special | 0 | 0 | transfer_purchase__CONFIDENTIAL | 0 | 0 | 1 | 1 | 1 | 0 | 1 | 0 | 0 | 1
PCEA | transfer_purchase |  | 2020 | 12 | 0 | CONFIDENTIAL | CONFIDENTIAL | online |  | CONFIDENTIAL | CONFIDENTIAL | transfer_purchase | 1 | unknown | unknown_2020_12 | 0% | 1 | CONFIDENTIAL | CONFIDENTIAL | ok | special | 0 | 0 | transfer_purchase__CONFIDENTIAL | 0 | 0 | 1 | 1 | 1 | 0 | 1 | 0 | 0 | 1
PCEA | transfer_purchase |  | 2020 | 12 | 0 | CONFIDENTIAL | CONFIDENTIAL | online |  | CONFIDENTIAL | CONFIDENTIAL | transfer_purchase | 1 | unknown | unknown_2020_12 | 0% | 1 | CONFIDENTIAL | CONFIDENTIAL | ok | special | 0 | 0 | transfer_purchase__CONFIDENTIAL | 0 | 0 | 1 | 1 | 1 | 0 | 1 | 0 | 0 | 1
PCEA | transfer_purchase |  | 2020 | 1 | 0 | CONFIDENTIAL | CONFIDENTIAL | online |  | CONFIDENTIAL | CONFIDENTIAL | transfer_purchase | 1 | unknown | unknown_2020_1 | 0% | 1 | CONFIDENTIAL | CONFIDENTIAL | ok | special | 0 | 0 | transfer_purchase__CONFIDENTIAL | 0 | 0 | 1 | 1 | 1 | 0 | 1 | 0 | 0 | 1
PCEA | transfer_purchase |  | 2020 | 2 | 0 | CONFIDENTIAL | CONFIDENTIAL | online |  | CONFIDENTIAL | CONFIDENTIAL | transfer_purchase | 1 | unknown | unknown_2020_2 | 0% | 1 | CONFIDENTIAL | CONFIDENTIAL | ok | special | 0 | 0 | transfer_purchase__CONFIDENTIAL | 0 | 0 | 1 | 1 | 1 | 0 | 1 | 0 | 0 | 1
PCEA | transfer_purchase |  | 2020 | 3 | 0 | CONFIDENTIAL | CONFIDENTIAL | online |  | CONFIDENTIAL | CONFIDENTIAL | transfer_purchase | 1 | unknown | unknown_2020_3 | 0% | 1 | CONFIDENTIAL | CONFIDENTIAL | ok | special | 0 | 0 | transfer_purchase__CONFIDENTIAL | 0 | 0 | 1 | 1 | 1 | 0 | 1 | 0 | 0 | 1
PCEA | transfer_purchase |  | 2020 | 4 | 0 | CONFIDENTIAL | CONFIDENTIAL | online |  | CONFIDENTIAL | CONFIDENTIAL | transfer_purchase | 1 | unknown | unknown_2020_4 | 0% | 1 | CONFIDENTIAL | CONFIDENTIAL | ok | special | 0 | 0 | transfer_purchase__CONFIDENTIAL | 0 | 0 | 1 | 1 | 1 | 0 | 1 | 0 | 0 | 1
PCEA | transfer_purchase |  | 2020 | 6 | 0 | CONFIDENTIAL | CONFIDENTIAL | online |  | CONFIDENTIAL | CONFIDENTIAL | transfer_purchase | 1 | unknown | unknown_2020_6 | 0% | 1 | CONFIDENTIAL | CONFIDENTIAL | ok | special | 0 | 0 | transfer_purchase__CONFIDENTIAL | 0 | 0 | 1 | 1 | 1 | 0 | 1 | 0 | 0 | 1
PCEA | transfer_purchase |  | 2020 | 9 | 0 | CONFIDENTIAL | CONFIDENTIAL | online |  | CONFIDENTIAL | CONFIDENTIAL | transfer_purchase | 1 | unknown | unknown_2020_9 | 0% | 1 | CONFIDENTIAL | CONFIDENTIAL | ok | special | 0 | 0 | transfer_purchase__CONFIDENTIAL | 0 | 0 | 1 | 1 | 1 | 0 | 1 | 0 | 0 | 1
PCEA | transfer_purchase |  | 2020 | 10 | 0 | CONFIDENTIAL | CONFIDENTIAL | online |  | CONFIDENTIAL | CONFIDENTIAL | transfer_purchase | 1 | unknown | unknown_2020_10 | 0% | 1 | CONFIDENTIAL | CONFIDENTIAL | ok | special | 0 | 0 | transfer_purchase__CONFIDENTIAL | 0 | 0 | 1 | 1 | 1 | 0 | 1 | 0 | 0 | 1
PCEA | transfer_purchase |  | 2020 | 11 | 0 | CONFIDENTIAL | CONFIDENTIAL | online |  | CONFIDENTIAL | CONFIDENTIAL | transfer_purchase | 1 | unknown | unknown_2020_11 | 0% | 1 | CONFIDENTIAL | CONFIDENTIAL | ok | special | 0 | 0 | transfer_purchase__CONFIDENTIAL | 0 | 0 | 1 | 1 | 1 | 0 | 1 | 0 | 0 | 1
PCEA | transfer_purchase |  | 2020 | 12 | 0 | CONFIDENTIAL | CONFIDENTIAL | online |  | CONFIDENTIAL | CONFIDENTIAL | transfer_purchase | 1 | unknown | unknown_2020_12 | 0% | 1 | CONFIDENTIAL | CONFIDENTIAL | ok | special | 0 | 0 | transfer_purchase__CONFIDENTIAL | 0 | 0 | 1 | 1 | 1 | 0 | 1 | 0 | 0 | 1
PCEA | transfer_purchase |  | 2020 | 3 | 0 | CONFIDENTIAL | CONFIDENTIAL | online |  | CONFIDENTIAL | CONFIDENTIAL | transfer_purchase | 1 | unknown | unknown_2020_3 | 0% | 1 | CONFIDENTIAL | CONFIDENTIAL | ok | special | 0 | 0 | transfer_purchase__CONFIDENTIAL | 0 | 0 | 1 | 1 | 1 | 0 | 1 | 0 | 0 | 1
PCEA | transfer_purchase |  | 2020 | 4 | 0 | CONFIDENTIAL | CONFIDENTIAL | online |  | CONFIDENTIAL | CONFIDENTIAL | transfer_purchase | 1 | unknown | unknown_2020_4 | 0% | 1 | CONFIDENTIAL | CONFIDENTIAL | ok | special | 0 | 0 | transfer_purchase__CONFIDENTIAL | 0 | 0 | 1 | 1 | 1 | 0 | 1 | 0 | 0 | 1
PCEA | transfer_purchase |  | 2020 | 5 | 0 | CONFIDENTIAL | CONFIDENTIAL | online |  | CONFIDENTIAL | CONFIDENTIAL | transfer_purchase | 1 | unknown | unknown_2020_5 | 0% | 1 | CONFIDENTIAL | CONFIDENTIAL | ok | special | 0 | 0 | transfer_purchase__CONFIDENTIAL | 0 | 0 | 1 | 1 | 1 | 0 | 1 | 0 | 0 | 1
PCEA | transfer_purchase |  | 2020 | 7 | 0 | CONFIDENTIAL | CONFIDENTIAL | online |  | CONFIDENTIAL | CONFIDENTIAL | transfer_purchase | 1 | unknown | unknown_2020_7 | 0% | 1 | CONFIDENTIAL | CONFIDENTIAL | ok | special | 0 | 0 | transfer_purchase__CONFIDENTIAL | 0 | 0 | 1 | 1 | 1 | 0 | 1 | 0 | 0 | 1
PCEA | transfer_purchase |  | 2020 | 8 | 0 | CONFIDENTIAL | CONFIDENTIAL | online |  | CONFIDENTIAL | CONFIDENTIAL | transfer_purchase | 1 | unknown | unknown_2020_8 | 0% | 1 | CONFIDENTIAL | CONFIDENTIAL | ok | special | 0 | 0 | transfer_purchase__CONFIDENTIAL | 0 | 0 | 1 | 1 | 1 | 0 | 1 | 0 | 0 | 1
PCEA | transfer_purchase |  | 2020 | 9 | 0 | CONFIDENTIAL | CONFIDENTIAL | online |  | CONFIDENTIAL | CONFIDENTIAL | transfer_purchase | 1 | unknown | unknown_2020_9 | 0% | 1 | CONFIDENTIAL | CONFIDENTIAL | ok | special | 0 | 0 | transfer_purchase__CONFIDENTIAL | 0 | 0 | 1 | 1 | 1 | 0 | 1 | 0 | 0 | 1
PCEA | transfer_purchase |  | 2020 | 10 | 0 | CONFIDENTIAL | CONFIDENTIAL | online |  | CONFIDENTIAL | CONFIDENTIAL | transfer_purchase | 1 | unknown | unknown_2020_10 | 0% | 1 | CONFIDENTIAL | CONFIDENTIAL | ok | special | 0 | 0 | transfer_purchase__CONFIDENTIAL | 0 | 0 | 1 | 1 | 1 | 0 | 1 | 0 | 0 | 1
PCEA | transfer_purchase |  | 2020 | 11 | 0 | CONFIDENTIAL | CONFIDENTIAL | online |  | CONFIDENTIAL | CONFIDENTIAL | transfer_purchase | 1 | unknown | unknown_2020_11 | 0% | 1 | CONFIDENTIAL | CONFIDENTIAL | ok | special | 0 | 0 | transfer_purchase__CONFIDENTIAL | 0 | 0 | 1 | 1 | 1 | 0 | 1 | 0 | 0 | 1
PCEA | transfer_purchase |  | 2020 | 12 | 0 | CONFIDENTIAL | CONFIDENTIAL | online |  | CONFIDENTIAL | CONFIDENTIAL | transfer_purchase | 1 | unknown | unknown_2020_12 | 0% | 1 | CONFIDENTIAL | CONFIDENTIAL | ok | special | 0 | 0 | transfer_purchase__CONFIDENTIAL | 0 | 0 | 1 | 1 | 1 | 0 | 1 | 0 | 0 | 1
SOMA | transfer_sale |  | 2020 | 2 | 0 | CONFIDENTIAL | CONFIDENTIAL | online |  | CONFIDENTIAL | CONFIDENTIAL | transfer_sale | 1 | unknown | unknown_2020_2 | 0% | 1 | CONFIDENTIAL | CONFIDENTIAL | ok | special | 0 | 0 | transfer_sale__CONFIDENTIAL | 0 | 0 | 1 | 1 | 1 | 0 | 1 | 0 | 0 | 1
SOMA | transfer_sale |  | 2020 | 4 | 0 | CONFIDENTIAL | CONFIDENTIAL | online |  | CONFIDENTIAL | CONFIDENTIAL | transfer_sale | 1 | unknown | unknown_2020_4 | 0% | 1 | CONFIDENTIAL | CONFIDENTIAL | ok | special | 0 | 0 | transfer_sale__CONFIDENTIAL | 0 | 0 | 1 | 1 | 1 | 0 | 1 | 0 | 0 | 1
SOMA | transfer_sale |  | 2020 | 6 | 0 | CONFIDENTIAL | CONFIDENTIAL | online |  | CONFIDENTIAL | CONFIDENTIAL | transfer_sale | 1 | unknown | unknown_2020_6 | 0% | 1 | CONFIDENTIAL | CONFIDENTIAL | ok | special | 0 | 0 | transfer_sale__CONFIDENTIAL | 0 | 0 | 1 | 1 | 1 | 0 | 1 | 0 | 0 | 1
SOMA | transfer_sale |  | 2020 | 8 | 0 | CONFIDENTIAL | CONFIDENTIAL | online |  | CONFIDENTIAL | CONFIDENTIAL | transfer_sale | 1 | unknown | unknown_2020_8 | 0% | 1 | CONFIDENTIAL | CONFIDENTIAL | ok | special | 0 | 0 | transfer_sale__CONFIDENTIAL | 0 | 0 | 1 | 1 | 1 | 0 | 1 | 0 | 0 | 1
SOMA | transfer_sale |  | 2020 | 9 | 0 | CONFIDENTIAL | CONFIDENTIAL | online |  | CONFIDENTIAL | CONFIDENTIAL | transfer_sale | 1 | unknown | unknown_2020_9 | 0% | 1 | CONFIDENTIAL | CONFIDENTIAL | ok | special | 0 | 0 | transfer_sale__CONFIDENTIAL | 0 | 0 | 1 | 1 | 1 | 0 | 1 | 0 | 0 | 1
SOMA | transfer_sale |  | 2020 | 11 | 0 | CONFIDENTIAL | CONFIDENTIAL | online |  | CONFIDENTIAL | CONFIDENTIAL | transfer_sale | 1 | unknown | unknown_2020_11 | 0% | 1 | CONFIDENTIAL | CONFIDENTIAL | ok | special | 0 | 0 | transfer_sale__CONFIDENTIAL | 0 | 0 | 1 | 1 | 1 | 0 | 1 | 0 | 0 | 1
SOMA | transfer_sale |  | 2020 | 12 | 0 | CONFIDENTIAL | CONFIDENTIAL | online |  | CONFIDENTIAL | CONFIDENTIAL | transfer_sale | 1 | unknown | unknown_2020_12 | 0% | 1 | CONFIDENTIAL | CONFIDENTIAL | ok | special | 0 | 0 | transfer_sale__CONFIDENTIAL | 0 | 0 | 1 | 1 | 1 | 0 | 1 | 0 | 0 | 1
PCEA | transfer_purchase |  | 2020 | 4 | 0 | CONFIDENTIAL | CONFIDENTIAL | online |  | CONFIDENTIAL | CONFIDENTIAL | transfer_purchase | 1 | unknown | unknown_2020_4 | 0% | 1 | CONFIDENTIAL | CONFIDENTIAL | ok | special | 0 | 0 | transfer_purchase__CONFIDENTIAL | 0 | 0 | 1 | 1 | 1 | 0 | 1 | 0 | 0 | 1
PCEA | transfer_purchase |  | 2020 | 4 | 0 | CONFIDENTIAL | CONFIDENTIAL | online |  | CONFIDENTIAL | CONFIDENTIAL | transfer_purchase | 1 | unknown | unknown_2020_4 | 0% | 1 | CONFIDENTIAL | CONFIDENTIAL | ok | special | 0 | 0 | transfer_purchase__CONFIDENTIAL | 0 | 0 | 1 | 1 | 1 | 0 | 1 | 0 | 0 | 1
PCEA | transfer_purchase |  | 2020 | 4 | 0 | CONFIDENTIAL | CONFIDENTIAL | online |  | CONFIDENTIAL | CONFIDENTIAL | transfer_purchase | 1 | unknown | unknown_2020_4 | 0% | 1 | CONFIDENTIAL | CONFIDENTIAL | ok | special | 0 | 0 | transfer_purchase__CONFIDENTIAL | 0 | 0 | 1 | 1 | 1 | 0 | 1 | 0 | 0 | 1
PCEA | transfer_purchase |  | 2020 | 4 | 0 | CONFIDENTIAL | CONFIDENTIAL | online |  | CONFIDENTIAL | CONFIDENTIAL | transfer_purchase | 1 | unknown | unknown_2020_4 | 0% | 1 | CONFIDENTIAL | CONFIDENTIAL | ok | special | 0 | 0 | transfer_purchase__CONFIDENTIAL | 0 | 0 | 1 | 1 | 1 | 0 | 1 | 0 | 0 | 1
PCEA | transfer_purchase |  | 2020 | 4 | 0 | CONFIDENTIAL | CONFIDENTIAL | online |  | CONFIDENTIAL | CONFIDENTIAL | transfer_purchase | 1 | unknown | unknown_2020_4 | 0% | 1 | CONFIDENTIAL | CONFIDENTIAL | ok | special | 0 | 0 | transfer_purchase__CONFIDENTIAL | 0 | 0 | 1 | 1 | 1 | 0 | 1 | 0 | 0 | 1
PCEA | transfer_purchase |  | 2020 | 4 | 0 | CONFIDENTIAL | CONFIDENTIAL | online |  | CONFIDENTIAL | CONFIDENTIAL | transfer_purchase | 1 | unknown | unknown_2020_4 | 0% | 1 | CONFIDENTIAL | CONFIDENTIAL | ok | special | 0 | 0 | transfer_purchase__CONFIDENTIAL | 0 | 0 | 1 | 1 | 1 | 0 | 1 | 0 | 0 | 1
PCEA | transfer_purchase |  | 2020 | 4 | 0 | CONFIDENTIAL | CONFIDENTIAL | online |  | CONFIDENTIAL | CONFIDENTIAL | transfer_purchase | 1 | unknown | unknown_2020_4 | 0% | 1 | CONFIDENTIAL | CONFIDENTIAL | ok | special | 0 | 0 | transfer_purchase__CONFIDENTIAL | 0 | 0 | 1 | 1 | 1 | 0 | 1 | 0 | 0 | 1
PCEA | transfer_purchase |  | 2020 | 6 | 0 | CONFIDENTIAL | CONFIDENTIAL | online |  | CONFIDENTIAL | CONFIDENTIAL | transfer_purchase | 1 | unknown | unknown_2020_6 | 0% | 1 | CONFIDENTIAL | CONFIDENTIAL | ok | special | 0 | 0 | transfer_purchase__CONFIDENTIAL | 0 | 0 | 1 | 1 | 1 | 0 | 1 | 0 | 0 | 1
PCEA | transfer_purchase |  | 2020 | 6 | 0 | CONFIDENTIAL | CONFIDENTIAL | online |  | CONFIDENTIAL | CONFIDENTIAL | transfer_purchase | 1 | unknown | unknown_2020_6 | 0% | 1 | CONFIDENTIAL | CONFIDENTIAL | ok | special | 0 | 0 | transfer_purchase__CONFIDENTIAL | 0 | 0 | 1 | 1 | 1 | 0 | 1 | 0 | 0 | 1
PCEA | transfer_purchase |  | 2020 | 4 | 0 | CONFIDENTIAL | CONFIDENTIAL | online |  | CONFIDENTIAL | CONFIDENTIAL | transfer_purchase | 1 | unknown | unknown_2020_4 | 0% | 1 | CONFIDENTIAL | CONFIDENTIAL | ok | special | 0 | 0 | transfer_purchase__CONFIDENTIAL | 0 | 0 | 1 | 1 | 1 | 0 | 1 | 0 | 0 | 1
PCEA | transfer_purchase |  | 2020 | 5 | 0 | CONFIDENTIAL | CONFIDENTIAL | online |  | CONFIDENTIAL | CONFIDENTIAL | transfer_purchase | 1 | unknown | unknown_2020_5 | 0% | 1 | CONFIDENTIAL | CONFIDENTIAL | ok | special | 0 | 0 | transfer_purchase__CONFIDENTIAL | 0 | 0 | 1 | 1 | 1 | 0 | 1 | 0 | 0 | 1
PCEA | transfer_purchase |  | 2020 | 5 | 0 | CONFIDENTIAL | CONFIDENTIAL | online |  | CONFIDENTIAL | CONFIDENTIAL | transfer_purchase | 1 | unknown | unknown_2020_5 | 0% | 1 | CONFIDENTIAL | CONFIDENTIAL | ok | special | 0 | 0 | transfer_purchase__CONFIDENTIAL | 0 | 0 | 1 | 1 | 1 | 0 | 1 | 0 | 0 | 1
PCEA | transfer_purchase |  | 2020 | 11 | 0 | CONFIDENTIAL | CONFIDENTIAL | online |  | CONFIDENTIAL | CONFIDENTIAL | transfer_purchase | 1 | unknown | unknown_2020_11 | 0% | 1 | CONFIDENTIAL | CONFIDENTIAL | ok | special | 0 | 0 | transfer_purchase__CONFIDENTIAL | 0 | 0 | 1 | 1 | 1 | 0 | 1 | 0 | 0 | 1
PCEA | transfer_purchase |  | 2020 | 4 | 0 | CONFIDENTIAL | CONFIDENTIAL | online |  | CONFIDENTIAL | CONFIDENTIAL | transfer_purchase | 1 | unknown | unknown_2020_4 | 0% | 1 | CONFIDENTIAL | CONFIDENTIAL | ok | special | 0 | 0 | transfer_purchase__CONFIDENTIAL | 0 | 0 | 1 | 1 | 1 | 0 | 1 | 0 | 0 | 1
Silicon Valley Power | transfer_sale |  | 2020 | 11 | 0 | CONFIDENTIAL | CONFIDENTIAL | online |  | CONFIDENTIAL | CONFIDENTIAL | transfer_sale | 1 | unknown | unknown_2020_11 | 0% | 1 | CONFIDENTIAL | CONFIDENTIAL | ok | special | 0 | 0 | transfer_sale__CONFIDENTIAL | 0 | 0 | 1 | 1 | 1 | 0 | 1 | 0 | 0 | 1
PCEA | transfer_purchase |  | 2020 | 7 | 0 | CONFIDENTIAL | CONFIDENTIAL | online |  | CONFIDENTIAL | CONFIDENTIAL | transfer_purchase | 1 | unknown | unknown_2020_7 | 0% | 1 | CONFIDENTIAL | CONFIDENTIAL | ok | special | 0 | 0 | transfer_purchase__CONFIDENTIAL | 0 | 0 | 1 | 1 | 1 | 0 | 1 | 0 | 0 | 1
PCEA | transfer_purchase |  | 2020 | 8 | 0 | CONFIDENTIAL | CONFIDENTIAL | online |  | CONFIDENTIAL | CONFIDENTIAL | transfer_purchase | 1 | unknown | unknown_2020_8 | 0% | 1 | CONFIDENTIAL | CONFIDENTIAL | ok | special | 0 | 0 | transfer_purchase__CONFIDENTIAL | 0 | 0 | 1 | 1 | 1 | 0 | 1 | 0 | 0 | 1
PCEA | transfer_purchase |  | 2020 | 9 | 0 | CONFIDENTIAL | CONFIDENTIAL | online |  | CONFIDENTIAL | CONFIDENTIAL | transfer_purchase | 1 | unknown | unknown_2020_9 | 0% | 1 | CONFIDENTIAL | CONFIDENTIAL | ok | special | 0 | 0 | transfer_purchase__CONFIDENTIAL | 0 | 0 | 1 | 1 | 1 | 0 | 1 | 0 | 0 | 1
PCEA | transfer_purchase |  | 2020 | 10 | 0 | CONFIDENTIAL | CONFIDENTIAL | online |  | CONFIDENTIAL | CONFIDENTIAL | transfer_purchase | 1 | unknown | unknown_2020_10 | 0% | 1 | CONFIDENTIAL | CONFIDENTIAL | ok | special | 0 | 0 | transfer_purchase__CONFIDENTIAL | 0 | 0 | 1 | 1 | 1 | 0 | 1 | 0 | 0 | 1
MCE | transfer_sale |  | 2020 | 7 | 0 | CONFIDENTIAL | CONFIDENTIAL | online |  | CONFIDENTIAL | CONFIDENTIAL | transfer_sale | 1 | unknown | unknown_2020_7 | 0% | 1 | CONFIDENTIAL | CONFIDENTIAL | ok | special | 0 | 0 | transfer_sale__CONFIDENTIAL | 0 | 0 | 1 | 1 | 1 | 0 | 1 | 0 | 0 | 1
MCE | transfer_sale |  | 2020 | 8 | 0 | CONFIDENTIAL | CONFIDENTIAL | online |  | CONFIDENTIAL | CONFIDENTIAL | transfer_sale | 1 | unknown | unknown_2020_8 | 0% | 1 | CONFIDENTIAL | CONFIDENTIAL | ok | special | 0 | 0 | transfer_sale__CONFIDENTIAL | 0 | 0 | 1 | 1 | 1 | 0 | 1 | 0 | 0 | 1
MCE | transfer_sale |  | 2020 | 9 | 0 | CONFIDENTIAL | CONFIDENTIAL | online |  | CONFIDENTIAL | CONFIDENTIAL | transfer_sale | 1 | unknown | unknown_2020_9 | 0% | 1 | CONFIDENTIAL | CONFIDENTIAL | ok | special | 0 | 0 | transfer_sale__CONFIDENTIAL | 0 | 0 | 1 | 1 | 1 | 0 | 1 | 0 | 0 | 1
SJCE | transfer_sale |  | 2020 | 1 | 0 | CONFIDENTIAL | CONFIDENTIAL | online |  | CONFIDENTIAL | CONFIDENTIAL | transfer_sale | 1 | unknown | unknown_2020_1 | 0% | 1 | CONFIDENTIAL | CONFIDENTIAL | ok | special | 0 | 0 | transfer_sale__CONFIDENTIAL | 0 | 0 | 1 | 1 | 1 | 0 | 1 | 0 | 0 | 1
SJCE | transfer_sale |  | 2020 | 2 | 0 | CONFIDENTIAL | CONFIDENTIAL | online |  | CONFIDENTIAL | CONFIDENTIAL | transfer_sale | 1 | unknown | unknown_2020_2 | 0% | 1 | CONFIDENTIAL | CONFIDENTIAL | ok | special | 0 | 0 | transfer_sale__CONFIDENTIAL | 0 | 0 | 1 | 1 | 1 | 0 | 1 | 0 | 0 | 1
SJCE | transfer_sale |  | 2020 | 6 | 0 | CONFIDENTIAL | CONFIDENTIAL | online |  | CONFIDENTIAL | CONFIDENTIAL | transfer_sale | 1 | unknown | unknown_2020_6 | 0% | 1 | CONFIDENTIAL | CONFIDENTIAL | ok | special | 0 | 0 | transfer_sale__CONFIDENTIAL | 0 | 0 | 1 | 1 | 1 | 0 | 1 | 0 | 0 | 1
PCEA | transfer_purchase |  | 2020 | 7 | 0 | CONFIDENTIAL | CONFIDENTIAL | online |  | CONFIDENTIAL | CONFIDENTIAL | transfer_purchase | 1 | unknown | unknown_2020_7 | 0% | 1 | CONFIDENTIAL | CONFIDENTIAL | ok | special | 0 | 0 | transfer_purchase__CONFIDENTIAL | 0 | 0 | 1 | 1 | 1 | 0 | 1 | 0 | 0 | 1
PCEA | transfer_purchase |  | 2020 | 7 | 0 | CONFIDENTIAL | CONFIDENTIAL | online |  | CONFIDENTIAL | CONFIDENTIAL | transfer_purchase | 1 | unknown | unknown_2020_7 | 0% | 1 | CONFIDENTIAL | CONFIDENTIAL | ok | special | 0 | 0 | transfer_purchase__CONFIDENTIAL | 0 | 0 | 1 | 1 | 1 | 0 | 1 | 0 | 0 | 1
PCEA | transfer_purchase |  | 2020 | 8 | 0 | CONFIDENTIAL | CONFIDENTIAL | online |  | CONFIDENTIAL | CONFIDENTIAL | transfer_purchase | 1 | unknown | unknown_2020_8 | 0% | 1 | CONFIDENTIAL | CONFIDENTIAL | ok | special | 0 | 0 | transfer_purchase__CONFIDENTIAL | 0 | 0 | 1 | 1 | 1 | 0 | 1 | 0 | 0 | 1
PCEA | transfer_purchase |  | 2020 | 8 | 0 | CONFIDENTIAL | CONFIDENTIAL | online |  | CONFIDENTIAL | CONFIDENTIAL | transfer_purchase | 1 | unknown | unknown_2020_8 | 0% | 1 | CONFIDENTIAL | CONFIDENTIAL | ok | special | 0 | 0 | transfer_purchase__CONFIDENTIAL | 0 | 0 | 1 | 1 | 1 | 0 | 1 | 0 | 0 | 1
PCEA | transfer_purchase |  | 2020 | 9 | 0 | CONFIDENTIAL | CONFIDENTIAL | online |  | CONFIDENTIAL | CONFIDENTIAL | transfer_purchase | 1 | unknown | unknown_2020_9 | 0% | 1 | CONFIDENTIAL | CONFIDENTIAL | ok | special | 0 | 0 | transfer_purchase__CONFIDENTIAL | 0 | 0 | 1 | 1 | 1 | 0 | 1 | 0 | 0 | 1
PCEA | transfer_purchase |  | 2020 | 9 | 0 | CONFIDENTIAL | CONFIDENTIAL | online |  | CONFIDENTIAL | CONFIDENTIAL | transfer_purchase | 1 | unknown | unknown_2020_9 | 0% | 1 | CONFIDENTIAL | CONFIDENTIAL | ok | special | 0 | 0 | transfer_purchase__CONFIDENTIAL | 0 | 0 | 1 | 1 | 1 | 0 | 1 | 0 | 0 | 1
PCEA | transfer_purchase |  | 2020 | 10 | 0 | CONFIDENTIAL | CONFIDENTIAL | online |  | CONFIDENTIAL | CONFIDENTIAL | transfer_purchase | 1 | unknown | unknown_2020_10 | 0% | 1 | CONFIDENTIAL | CONFIDENTIAL | ok | special | 0 | 0 | transfer_purchase__CONFIDENTIAL | 0 | 0 | 1 | 1 | 1 | 0 | 1 | 0 | 0 | 1
PCEA | transfer_purchase |  | 2020 | 10 | 0 | CONFIDENTIAL | CONFIDENTIAL | online |  | CONFIDENTIAL | CONFIDENTIAL | transfer_purchase | 1 | unknown | unknown_2020_10 | 0% | 1 | CONFIDENTIAL | CONFIDENTIAL | ok | special | 0 | 0 | transfer_purchase__CONFIDENTIAL | 0 | 0 | 1 | 1 | 1 | 0 | 1 | 0 | 0 | 1
PCEA | transfer_purchase |  | 2020 | 1 | 0 | CONFIDENTIAL | CONFIDENTIAL | online |  | CONFIDENTIAL | CONFIDENTIAL | transfer_purchase | 1 | unknown | unknown_2020_1 | 0% | 1 | CONFIDENTIAL | CONFIDENTIAL | ok | special | 0 | 0 | transfer_purchase__CONFIDENTIAL | 0 | 0 | 1 | 1 | 1 | 0 | 1 | 0 | 0 | 1
PCEA | transfer_purchase |  | 2020 | 2 | 0 | CONFIDENTIAL | CONFIDENTIAL | online |  | CONFIDENTIAL | CONFIDENTIAL | transfer_purchase | 1 | unknown | unknown_2020_2 | 0% | 1 | CONFIDENTIAL | CONFIDENTIAL | ok | special | 0 | 0 | transfer_purchase__CONFIDENTIAL | 0 | 0 | 1 | 1 | 1 | 0 | 1 | 0 | 0 | 1
PCEA | transfer_purchase |  | 2020 | 3 | 0 | CONFIDENTIAL | CONFIDENTIAL | online |  | CONFIDENTIAL | CONFIDENTIAL | transfer_purchase | 1 | unknown | unknown_2020_3 | 0% | 1 | CONFIDENTIAL | CONFIDENTIAL | ok | special | 0 | 0 | transfer_purchase__CONFIDENTIAL | 0 | 0 | 1 | 1 | 1 | 0 | 1 | 0 | 0 | 1
PCEA | transfer_purchase |  | 2020 | 4 | 0 | CONFIDENTIAL | CONFIDENTIAL | online |  | CONFIDENTIAL | CONFIDENTIAL | transfer_purchase | 1 | unknown | unknown_2020_4 | 0% | 1 | CONFIDENTIAL | CONFIDENTIAL | ok | special | 0 | 0 | transfer_purchase__CONFIDENTIAL | 0 | 0 | 1 | 1 | 1 | 0 | 1 | 0 | 0 | 1
PCEA | transfer_purchase |  | 2020 | 5 | 0 | CONFIDENTIAL | CONFIDENTIAL | online |  | CONFIDENTIAL | CONFIDENTIAL | transfer_purchase | 1 | unknown | unknown_2020_5 | 0% | 1 | CONFIDENTIAL | CONFIDENTIAL | ok | special | 0 | 0 | transfer_purchase__CONFIDENTIAL | 0 | 0 | 1 | 1 | 1 | 0 | 1 | 0 | 0 | 1
PCEA | transfer_purchase |  | 2020 | 6 | 0 | CONFIDENTIAL | CONFIDENTIAL | online |  | CONFIDENTIAL | CONFIDENTIAL | transfer_purchase | 1 | unknown | unknown_2020_6 | 0% | 1 | CONFIDENTIAL | CONFIDENTIAL | ok | special | 0 | 0 | transfer_purchase__CONFIDENTIAL | 0 | 0 | 1 | 1 | 1 | 0 | 1 | 0 | 0 | 1
PCEA | transfer_purchase |  | 2020 | 10 | 0 | CONFIDENTIAL | CONFIDENTIAL | online |  | CONFIDENTIAL | CONFIDENTIAL | transfer_purchase | 1 | unknown | unknown_2020_10 | 0% | 1 | CONFIDENTIAL | CONFIDENTIAL | ok | special | 0 | 0 | transfer_purchase__CONFIDENTIAL | 0 | 0 | 1 | 1 | 1 | 0 | 1 | 0 | 0 | 1
PCEA | transfer_purchase |  | 2020 | 11 | 0 | CONFIDENTIAL | CONFIDENTIAL | online |  | CONFIDENTIAL | CONFIDENTIAL | transfer_purchase | 1 | unknown | unknown_2020_11 | 0% | 1 | CONFIDENTIAL | CONFIDENTIAL | ok | special | 0 | 0 | transfer_purchase__CONFIDENTIAL | 0 | 0 | 1 | 1 | 1 | 0 | 1 | 0 | 0 | 1
PCEA | transfer_purchase |  | 2020 | 12 | 0 | CONFIDENTIAL | CONFIDENTIAL | online |  | CONFIDENTIAL | CONFIDENTIAL | transfer_purchase | 1 | unknown | unknown_2020_12 | 0% | 1 | CONFIDENTIAL | CONFIDENTIAL | ok | special | 0 | 0 | transfer_purchase__CONFIDENTIAL | 0 | 0 | 1 | 1 | 1 | 0 | 1 | 0 | 0 | 1
PCEA | transfer_purchase |  | 2020 | 1 | 0 | CONFIDENTIAL | CONFIDENTIAL | online |  | CONFIDENTIAL | CONFIDENTIAL | transfer_purchase | 1 | unknown | unknown_2020_1 | 0% | 1 | CONFIDENTIAL | CONFIDENTIAL | ok | special | 0 | 0 | transfer_purchase__CONFIDENTIAL | 0 | 0 | 1 | 1 | 1 | 0 | 1 | 0 | 0 | 1
PCEA | transfer_purchase |  | 2020 | 2 | 0 | CONFIDENTIAL | CONFIDENTIAL | online |  | CONFIDENTIAL | CONFIDENTIAL | transfer_purchase | 1 | unknown | unknown_2020_2 | 0% | 1 | CONFIDENTIAL | CONFIDENTIAL | ok | special | 0 | 0 | transfer_purchase__CONFIDENTIAL | 0 | 0 | 1 | 1 | 1 | 0 | 1 | 0 | 0 | 1
PCEA | transfer_purchase |  | 2020 | 3 | 0 | CONFIDENTIAL | CONFIDENTIAL | online |  | CONFIDENTIAL | CONFIDENTIAL | transfer_purchase | 1 | unknown | unknown_2020_3 | 0% | 1 | CONFIDENTIAL | CONFIDENTIAL | ok | special | 0 | 0 | transfer_purchase__CONFIDENTIAL | 0 | 0 | 1 | 1 | 1 | 0 | 1 | 0 | 0 | 1
PCEA | transfer_purchase |  | 2020 | 5 | 0 | CONFIDENTIAL | CONFIDENTIAL | online |  | CONFIDENTIAL | CONFIDENTIAL | transfer_purchase | 1 | unknown | unknown_2020_5 | 0% | 1 | CONFIDENTIAL | CONFIDENTIAL | ok | special | 0 | 0 | transfer_purchase__CONFIDENTIAL | 0 | 0 | 1 | 1 | 1 | 0 | 1 | 0 | 0 | 1
PCEA | transfer_purchase |  | 2020 | 6 | 0 | CONFIDENTIAL | CONFIDENTIAL | online |  | CONFIDENTIAL | CONFIDENTIAL | transfer_purchase | 1 | unknown | unknown_2020_6 | 0% | 1 | CONFIDENTIAL | CONFIDENTIAL | ok | special | 0 | 0 | transfer_purchase__CONFIDENTIAL | 0 | 0 | 1 | 1 | 1 | 0 | 1 | 0 | 0 | 1
PCEA | transfer_purchase |  | 2020 | 10 | 0 | CONFIDENTIAL | CONFIDENTIAL | online |  | CONFIDENTIAL | CONFIDENTIAL | transfer_purchase | 1 | unknown | unknown_2020_10 | 0% | 1 | CONFIDENTIAL | CONFIDENTIAL | ok | special | 0 | 0 | transfer_purchase__CONFIDENTIAL | 0 | 0 | 1 | 1 | 1 | 0 | 1 | 0 | 0 | 1
PCEA | transfer_purchase |  | 2020 | 11 | 0 | CONFIDENTIAL | CONFIDENTIAL | online |  | CONFIDENTIAL | CONFIDENTIAL | transfer_purchase | 1 | unknown | unknown_2020_11 | 0% | 1 | CONFIDENTIAL | CONFIDENTIAL | ok | special | 0 | 0 | transfer_purchase__CONFIDENTIAL | 0 | 0 | 1 | 1 | 1 | 0 | 1 | 0 | 0 | 1
PCEA | transfer_purchase |  | 2020 | 12 | 0 | CONFIDENTIAL | CONFIDENTIAL | online |  | CONFIDENTIAL | CONFIDENTIAL | transfer_purchase | 1 | unknown | unknown_2020_12 | 0% | 1 | CONFIDENTIAL | CONFIDENTIAL | ok | special | 0 | 0 | transfer_purchase__CONFIDENTIAL | 0 | 0 | 1 | 1 | 1 | 0 | 1 | 0 | 0 | 1
PCEA | transfer_purchase |  | 2020 | 1 | 0 | CONFIDENTIAL | CONFIDENTIAL | online |  | CONFIDENTIAL | CONFIDENTIAL | transfer_purchase | 1 | unknown | unknown_2020_1 | 0% | 1 | CONFIDENTIAL | CONFIDENTIAL | ok | special | 0 | 0 | transfer_purchase__CONFIDENTIAL | 0 | 0 | 1 | 1 | 1 | 0 | 1 | 0 | 0 | 1
PCEA | transfer_purchase |  | 2020 | 2 | 0 | CONFIDENTIAL | CONFIDENTIAL | online |  | CONFIDENTIAL | CONFIDENTIAL | transfer_purchase | 1 | unknown | unknown_2020_2 | 0% | 1 | CONFIDENTIAL | CONFIDENTIAL | ok | special | 0 | 0 | transfer_purchase__CONFIDENTIAL | 0 | 0 | 1 | 1 | 1 | 0 | 1 | 0 | 0 | 1
PCEA | transfer_purchase |  | 2020 | 3 | 0 | CONFIDENTIAL | CONFIDENTIAL | online |  | CONFIDENTIAL | CONFIDENTIAL | transfer_purchase | 1 | unknown | unknown_2020_3 | 0% | 1 | CONFIDENTIAL | CONFIDENTIAL | ok | special | 0 | 0 | transfer_purchase__CONFIDENTIAL | 0 | 0 | 1 | 1 | 1 | 0 | 1 | 0 | 0 | 1
PCEA | transfer_purchase |  | 2020 | 4 | 0 | CONFIDENTIAL | CONFIDENTIAL | online |  | CONFIDENTIAL | CONFIDENTIAL | transfer_purchase | 1 | unknown | unknown_2020_4 | 0% | 1 | CONFIDENTIAL | CONFIDENTIAL | ok | special | 0 | 0 | transfer_purchase__CONFIDENTIAL | 0 | 0 | 1 | 1 | 1 | 0 | 1 | 0 | 0 | 1
PCEA | transfer_purchase |  | 2020 | 4 | 0 | CONFIDENTIAL | CONFIDENTIAL | online |  | CONFIDENTIAL | CONFIDENTIAL | transfer_purchase | 1 | unknown | unknown_2020_4 | 0% | 1 | CONFIDENTIAL | CONFIDENTIAL | ok | special | 0 | 0 | transfer_purchase__CONFIDENTIAL | 0 | 0 | 1 | 1 | 1 | 0 | 1 | 0 | 0 | 1
PCEA | transfer_purchase |  | 2020 | 5 | 0 | CONFIDENTIAL | CONFIDENTIAL | online |  | CONFIDENTIAL | CONFIDENTIAL | transfer_purchase | 1 | unknown | unknown_2020_5 | 0% | 1 | CONFIDENTIAL | CONFIDENTIAL | ok | special | 0 | 0 | transfer_purchase__CONFIDENTIAL | 0 | 0 | 1 | 1 | 1 | 0 | 1 | 0 | 0 | 1
PCEA | transfer_purchase |  | 2020 | 6 | 0 | CONFIDENTIAL | CONFIDENTIAL | online |  | CONFIDENTIAL | CONFIDENTIAL | transfer_purchase | 1 | unknown | unknown_2020_6 | 0% | 1 | CONFIDENTIAL | CONFIDENTIAL | ok | special | 0 | 0 | transfer_purchase__CONFIDENTIAL | 0 | 0 | 1 | 1 | 1 | 0 | 1 | 0 | 0 | 1
PCEA | transfer_purchase |  | 2020 | 7 | 0 | CONFIDENTIAL | CONFIDENTIAL | online |  | CONFIDENTIAL | CONFIDENTIAL | transfer_purchase | 1 | unknown | unknown_2020_7 | 0% | 1 | CONFIDENTIAL | CONFIDENTIAL | ok | special | 0 | 0 | transfer_purchase__CONFIDENTIAL | 0 | 0 | 1 | 1 | 1 | 0 | 1 | 0 | 0 | 1
PCEA | transfer_purchase |  | 2020 | 7 | 0 | CONFIDENTIAL | CONFIDENTIAL | online |  | CONFIDENTIAL | CONFIDENTIAL | transfer_purchase | 1 | unknown | unknown_2020_7 | 0% | 1 | CONFIDENTIAL | CONFIDENTIAL | ok | special | 0 | 0 | transfer_purchase__CONFIDENTIAL | 0 | 0 | 1 | 1 | 1 | 0 | 1 | 0 | 0 | 1
PCEA | transfer_purchase |  | 2020 | 8 | 0 | CONFIDENTIAL | CONFIDENTIAL | online |  | CONFIDENTIAL | CONFIDENTIAL | transfer_purchase | 1 | unknown | unknown_2020_8 | 0% | 1 | CONFIDENTIAL | CONFIDENTIAL | ok | special | 0 | 0 | transfer_purchase__CONFIDENTIAL | 0 | 0 | 1 | 1 | 1 | 0 | 1 | 0 | 0 | 1
PCEA | transfer_purchase |  | 2020 | 8 | 0 | CONFIDENTIAL | CONFIDENTIAL | online |  | CONFIDENTIAL | CONFIDENTIAL | transfer_purchase | 1 | unknown | unknown_2020_8 | 0% | 1 | CONFIDENTIAL | CONFIDENTIAL | ok | special | 0 | 0 | transfer_purchase__CONFIDENTIAL | 0 | 0 | 1 | 1 | 1 | 0 | 1 | 0 | 0 | 1
PCEA | transfer_purchase |  | 2020 | 9 | 0 | CONFIDENTIAL | CONFIDENTIAL | online |  | CONFIDENTIAL | CONFIDENTIAL | transfer_purchase | 1 | unknown | unknown_2020_9 | 0% | 1 | CONFIDENTIAL | CONFIDENTIAL | ok | special | 0 | 0 | transfer_purchase__CONFIDENTIAL | 0 | 0 | 1 | 1 | 1 | 0 | 1 | 0 | 0 | 1
PCEA | transfer_purchase |  | 2020 | 10 | 0 | CONFIDENTIAL | CONFIDENTIAL | online |  | CONFIDENTIAL | CONFIDENTIAL | transfer_purchase | 1 | unknown | unknown_2020_10 | 0% | 1 | CONFIDENTIAL | CONFIDENTIAL | ok | special | 0 | 0 | transfer_purchase__CONFIDENTIAL | 0 | 0 | 1 | 1 | 1 | 0 | 1 | 0 | 0 | 1
PCEA | transfer_purchase |  | 2020 | 11 | 0 | CONFIDENTIAL | CONFIDENTIAL | online |  | CONFIDENTIAL | CONFIDENTIAL | transfer_purchase | 1 | unknown | unknown_2020_11 | 0% | 1 | CONFIDENTIAL | CONFIDENTIAL | ok | special | 0 | 0 | transfer_purchase__CONFIDENTIAL | 0 | 0 | 1 | 1 | 1 | 0 | 1 | 0 | 0 | 1
PCEA | transfer_purchase |  | 2020 | 12 | 0 | CONFIDENTIAL | CONFIDENTIAL | online |  | CONFIDENTIAL | CONFIDENTIAL | transfer_purchase | 1 | unknown | unknown_2020_12 | 0% | 1 | CONFIDENTIAL | CONFIDENTIAL | ok | special | 0 | 0 | transfer_purchase__CONFIDENTIAL | 0 | 0 | 1 | 1 | 1 | 0 | 1 | 0 | 0 | 1
PCEA | transfer_purchase |  | 2020 | 6 | 0 | CONFIDENTIAL | CONFIDENTIAL | online |  | CONFIDENTIAL | CONFIDENTIAL | transfer_purchase | 1 | unknown | unknown_2020_6 | 0% | 1 | CONFIDENTIAL | CONFIDENTIAL | ok | special | 0 | 0 | transfer_purchase__CONFIDENTIAL | 0 | 0 | 1 | 1 | 1 | 0 | 1 | 0 | 0 | 1
PCEA | transfer_purchase |  | 2020 | 7 | 0 | CONFIDENTIAL | CONFIDENTIAL | online |  | CONFIDENTIAL | CONFIDENTIAL | transfer_purchase | 1 | unknown | unknown_2020_7 | 0% | 1 | CONFIDENTIAL | CONFIDENTIAL | ok | special | 0 | 0 | transfer_purchase__CONFIDENTIAL | 0 | 0 | 1 | 1 | 1 | 0 | 1 | 0 | 0 | 1
PCEA | transfer_purchase |  | 2020 | 8 | 0 | CONFIDENTIAL | CONFIDENTIAL | online |  | CONFIDENTIAL | CONFIDENTIAL | transfer_purchase | 1 | unknown | unknown_2020_8 | 0% | 1 | CONFIDENTIAL | CONFIDENTIAL | ok | special | 0 | 0 | transfer_purchase__CONFIDENTIAL | 0 | 0 | 1 | 1 | 1 | 0 | 1 | 0 | 0 | 1
PCEA | transfer_purchase |  | 2020 | 9 | 0 | CONFIDENTIAL | CONFIDENTIAL | online |  | CONFIDENTIAL | CONFIDENTIAL | transfer_purchase | 1 | unknown | unknown_2020_9 | 0% | 1 | CONFIDENTIAL | CONFIDENTIAL | ok | special | 0 | 0 | transfer_purchase__CONFIDENTIAL | 0 | 0 | 1 | 1 | 1 | 0 | 1 | 0 | 0 | 1
PCEA | transfer_purchase |  | 2020 | 10 | 0 | CONFIDENTIAL | CONFIDENTIAL | online |  | CONFIDENTIAL | CONFIDENTIAL | transfer_purchase | 1 | unknown | unknown_2020_10 | 0% | 1 | CONFIDENTIAL | CONFIDENTIAL | ok | special | 0 | 0 | transfer_purchase__CONFIDENTIAL | 0 | 0 | 1 | 1 | 1 | 0 | 1 | 0 | 0 | 1
SCE | transfer_sale |  | 2020 | 1 | 0 | CONFIDENTIAL | CONFIDENTIAL | online |  | CONFIDENTIAL | CONFIDENTIAL | transfer_sale | 1 | unknown | unknown_2020_1 | 0% | 1 | CONFIDENTIAL | CONFIDENTIAL | ok | special | 0 | 0 | transfer_sale__CONFIDENTIAL | 0 | 0 | 1 | 1 | 1 | 0 | 1 | 0 | 0 | 1
SCE | transfer_sale |  | 2020 | 2 | 0 | CONFIDENTIAL | CONFIDENTIAL | online |  | CONFIDENTIAL | CONFIDENTIAL | transfer_sale | 1 | unknown | unknown_2020_2 | 0% | 1 | CONFIDENTIAL | CONFIDENTIAL | ok | special | 0 | 0 | transfer_sale__CONFIDENTIAL | 0 | 0 | 1 | 1 | 1 | 0 | 1 | 0 | 0 | 1
SCE | transfer_sale |  | 2020 | 3 | 0 | CONFIDENTIAL | CONFIDENTIAL | online |  | CONFIDENTIAL | CONFIDENTIAL | transfer_sale | 1 | unknown | unknown_2020_3 | 0% | 1 | CONFIDENTIAL | CONFIDENTIAL | ok | special | 0 | 0 | transfer_sale__CONFIDENTIAL | 0 | 0 | 1 | 1 | 1 | 0 | 1 | 0 | 0 | 1
SCE | transfer_sale |  | 2020 | 4 | 0 | CONFIDENTIAL | CONFIDENTIAL | online |  | CONFIDENTIAL | CONFIDENTIAL | transfer_sale | 1 | unknown | unknown_2020_4 | 0% | 1 | CONFIDENTIAL | CONFIDENTIAL | ok | special | 0 | 0 | transfer_sale__CONFIDENTIAL | 0 | 0 | 1 | 1 | 1 | 0 | 1 | 0 | 0 | 1
SCE | transfer_sale |  | 2020 | 5 | 0 | CONFIDENTIAL | CONFIDENTIAL | online |  | CONFIDENTIAL | CONFIDENTIAL | transfer_sale | 1 | unknown | unknown_2020_5 | 0% | 1 | CONFIDENTIAL | CONFIDENTIAL | ok | special | 0 | 0 | transfer_sale__CONFIDENTIAL | 0 | 0 | 1 | 1 | 1 | 0 | 1 | 0 | 0 | 1
SCE | transfer_sale |  | 2020 | 6 | 0 | CONFIDENTIAL | CONFIDENTIAL | online |  | CONFIDENTIAL | CONFIDENTIAL | transfer_sale | 1 | unknown | unknown_2020_6 | 0% | 1 | CONFIDENTIAL | CONFIDENTIAL | ok | special | 0 | 0 | transfer_sale__CONFIDENTIAL | 0 | 0 | 1 | 1 | 1 | 0 | 1 | 0 | 0 | 1
SCE | transfer_sale |  | 2020 | 7 | 0 | CONFIDENTIAL | CONFIDENTIAL | online |  | CONFIDENTIAL | CONFIDENTIAL | transfer_sale | 1 | unknown | unknown_2020_7 | 0% | 1 | CONFIDENTIAL | CONFIDENTIAL | ok | special | 0 | 0 | transfer_sale__CONFIDENTIAL | 0 | 0 | 1 | 1 | 1 | 0 | 1 | 0 | 0 | 1
SCE | transfer_sale |  | 2020 | 8 | 0 | CONFIDENTIAL | CONFIDENTIAL | online |  | CONFIDENTIAL | CONFIDENTIAL | transfer_sale | 1 | unknown | unknown_2020_8 | 0% | 1 | CONFIDENTIAL | CONFIDENTIAL | ok | special | 0 | 0 | transfer_sale__CONFIDENTIAL | 0 | 0 | 1 | 1 | 1 | 0 | 1 | 0 | 0 | 1
SCE | transfer_sale |  | 2020 | 9 | 0 | CONFIDENTIAL | CONFIDENTIAL | online |  | CONFIDENTIAL | CONFIDENTIAL | transfer_sale | 1 | unknown | unknown_2020_9 | 0% | 1 | CONFIDENTIAL | CONFIDENTIAL | ok | special | 0 | 0 | transfer_sale__CONFIDENTIAL | 0 | 0 | 1 | 1 | 1 | 0 | 1 | 0 | 0 | 1
SCE | transfer_sale |  | 2020 | 10 | 0 | CONFIDENTIAL | CONFIDENTIAL | online |  | CONFIDENTIAL | CONFIDENTIAL | transfer_sale | 1 | unknown | unknown_2020_10 | 0% | 1 | CONFIDENTIAL | CONFIDENTIAL | ok | special | 0 | 0 | transfer_sale__CONFIDENTIAL | 0 | 0 | 1 | 1 | 1 | 0 | 1 | 0 | 0 | 1
SCE | transfer_sale |  | 2020 | 11 | 0 | CONFIDENTIAL | CONFIDENTIAL | online |  | CONFIDENTIAL | CONFIDENTIAL | transfer_sale | 1 | unknown | unknown_2020_11 | 0% | 1 | CONFIDENTIAL | CONFIDENTIAL | ok | special | 0 | 0 | transfer_sale__CONFIDENTIAL | 0 | 0 | 1 | 1 | 1 | 0 | 1 | 0 | 0 | 1
SCE | transfer_sale |  | 2020 | 12 | 0 | CONFIDENTIAL | CONFIDENTIAL | online |  | CONFIDENTIAL | CONFIDENTIAL | transfer_sale | 1 | unknown | unknown_2020_12 | 0% | 1 | CONFIDENTIAL | CONFIDENTIAL | ok | special | 0 | 0 | transfer_sale__CONFIDENTIAL | 0 | 0 | 1 | 1 | 1 | 0 | 1 | 0 | 0 | 1
PCEA | transfer_purchase |  | 2020 | 7 | 0 | CONFIDENTIAL | CONFIDENTIAL | online |  | CONFIDENTIAL | CONFIDENTIAL | transfer_purchase | 1 | unknown | unknown_2020_7 | 0% | 1 | CONFIDENTIAL | CONFIDENTIAL | ok | special | 0 | 0 | transfer_purchase__CONFIDENTIAL | 0 | 0 | 1 | 1 | 1 | 0 | 1 | 0 | 0 | 1
PCEA | transfer_purchase |  | 2020 | 7 | 0 | CONFIDENTIAL | CONFIDENTIAL | online |  | CONFIDENTIAL | CONFIDENTIAL | transfer_purchase | 1 | unknown | unknown_2020_7 | 0% | 1 | CONFIDENTIAL | CONFIDENTIAL | ok | special | 0 | 0 | transfer_purchase__CONFIDENTIAL | 0 | 0 | 1 | 1 | 1 | 0 | 1 | 0 | 0 | 1
PCEA | transfer_purchase |  | 2020 | 7 | 0 | CONFIDENTIAL | CONFIDENTIAL | online |  | CONFIDENTIAL | CONFIDENTIAL | transfer_purchase | 1 | unknown | unknown_2020_7 | 0% | 1 | CONFIDENTIAL | CONFIDENTIAL | ok | special | 0 | 0 | transfer_purchase__CONFIDENTIAL | 0 | 0 | 1 | 1 | 1 | 0 | 1 | 0 | 0 | 1
PCEA | transfer_purchase |  | 2020 | 8 | 0 | CONFIDENTIAL | CONFIDENTIAL | online |  | CONFIDENTIAL | CONFIDENTIAL | transfer_purchase | 1 | unknown | unknown_2020_8 | 0% | 1 | CONFIDENTIAL | CONFIDENTIAL | ok | special | 0 | 0 | transfer_purchase__CONFIDENTIAL | 0 | 0 | 1 | 1 | 1 | 0 | 1 | 0 | 0 | 1
PCEA | transfer_purchase |  | 2020 | 8 | 0 | CONFIDENTIAL | CONFIDENTIAL | online |  | CONFIDENTIAL | CONFIDENTIAL | transfer_purchase | 1 | unknown | unknown_2020_8 | 0% | 1 | CONFIDENTIAL | CONFIDENTIAL | ok | special | 0 | 0 | transfer_purchase__CONFIDENTIAL | 0 | 0 | 1 | 1 | 1 | 0 | 1 | 0 | 0 | 1
PCEA | transfer_purchase |  | 2020 | 8 | 0 | CONFIDENTIAL | CONFIDENTIAL | online |  | CONFIDENTIAL | CONFIDENTIAL | transfer_purchase | 1 | unknown | unknown_2020_8 | 0% | 1 | CONFIDENTIAL | CONFIDENTIAL | ok | special | 0 | 0 | transfer_purchase__CONFIDENTIAL | 0 | 0 | 1 | 1 | 1 | 0 | 1 | 0 | 0 | 1
PCEA | transfer_purchase |  | 2020 | 9 | 0 | CONFIDENTIAL | CONFIDENTIAL | online |  | CONFIDENTIAL | CONFIDENTIAL | transfer_purchase | 1 | unknown | unknown_2020_9 | 0% | 1 | CONFIDENTIAL | CONFIDENTIAL | ok | special | 0 | 0 | transfer_purchase__CONFIDENTIAL | 0 | 0 | 1 | 1 | 1 | 0 | 1 | 0 | 0 | 1
PCEA | transfer_purchase |  | 2020 | 9 | 0 | CONFIDENTIAL | CONFIDENTIAL | online |  | CONFIDENTIAL | CONFIDENTIAL | transfer_purchase | 1 | unknown | unknown_2020_9 | 0% | 1 | CONFIDENTIAL | CONFIDENTIAL | ok | special | 0 | 0 | transfer_purchase__CONFIDENTIAL | 0 | 0 | 1 | 1 | 1 | 0 | 1 | 0 | 0 | 1
PCEA | transfer_purchase |  | 2020 | 9 | 0 | CONFIDENTIAL | CONFIDENTIAL | online |  | CONFIDENTIAL | CONFIDENTIAL | transfer_purchase | 1 | unknown | unknown_2020_9 | 0% | 1 | CONFIDENTIAL | CONFIDENTIAL | ok | special | 0 | 0 | transfer_purchase__CONFIDENTIAL | 0 | 0 | 1 | 1 | 1 | 0 | 1 | 0 | 0 | 1
PCEA | transfer_purchase |  | 2020 | 7 | 0 | CONFIDENTIAL | CONFIDENTIAL | online |  | CONFIDENTIAL | CONFIDENTIAL | transfer_purchase | 1 | unknown | unknown_2020_7 | 0% | 1 | CONFIDENTIAL | CONFIDENTIAL | ok | special | 0 | 0 | transfer_purchase__CONFIDENTIAL | 0 | 0 | 1 | 1 | 1 | 0 | 1 | 0 | 0 | 1
PCEA | transfer_purchase |  | 2020 | 8 | 0 | CONFIDENTIAL | CONFIDENTIAL | online |  | CONFIDENTIAL | CONFIDENTIAL | transfer_purchase | 1 | unknown | unknown_2020_8 | 0% | 1 | CONFIDENTIAL | CONFIDENTIAL | ok | special | 0 | 0 | transfer_purchase__CONFIDENTIAL | 0 | 0 | 1 | 1 | 1 | 0 | 1 | 0 | 0 | 1
PCEA | transfer_purchase |  | 2020 | 9 | 0 | CONFIDENTIAL | CONFIDENTIAL | online |  | CONFIDENTIAL | CONFIDENTIAL | transfer_purchase | 1 | unknown | unknown_2020_9 | 0% | 1 | CONFIDENTIAL | CONFIDENTIAL | ok | special | 0 | 0 | transfer_purchase__CONFIDENTIAL | 0 | 0 | 1 | 1 | 1 | 0 | 1 | 0 | 0 | 1
PCEA | transfer_purchase |  | 2020 | 10 | 0 | CONFIDENTIAL | CONFIDENTIAL | online |  | CONFIDENTIAL | CONFIDENTIAL | transfer_purchase | 1 | unknown | unknown_2020_10 | 0% | 1 | CONFIDENTIAL | CONFIDENTIAL | ok | special | 0 | 0 | transfer_purchase__CONFIDENTIAL | 0 | 0 | 1 | 1 | 1 | 0 | 1 | 0 | 0 | 1
PCEA | transfer_purchase |  | 2020 | 1 | 0 | CONFIDENTIAL | CONFIDENTIAL | online |  | CONFIDENTIAL | CONFIDENTIAL | transfer_purchase | 1 | unknown | unknown_2020_1 | 0% | 1 | CONFIDENTIAL | CONFIDENTIAL | ok | special | 0 | 0 | transfer_purchase__CONFIDENTIAL | 0 | 0 | 1 | 1 | 1 | 0 | 1 | 0 | 0 | 1
PCEA | transfer_purchase |  | 2020 | 1 | 0 | CONFIDENTIAL | CONFIDENTIAL | online |  | CONFIDENTIAL | CONFIDENTIAL | transfer_purchase | 1 | unknown | unknown_2020_1 | 0% | 1 | CONFIDENTIAL | CONFIDENTIAL | ok | special | 0 | 0 | transfer_purchase__CONFIDENTIAL | 0 | 0 | 1 | 1 | 1 | 0 | 1 | 0 | 0 | 1
PCEA | transfer_purchase |  | 2020 | 1 | 0 | CONFIDENTIAL | CONFIDENTIAL | online |  | CONFIDENTIAL | CONFIDENTIAL | transfer_purchase | 1 | unknown | unknown_2020_1 | 0% | 1 | CONFIDENTIAL | CONFIDENTIAL | ok | special | 0 | 0 | transfer_purchase__CONFIDENTIAL | 0 | 0 | 1 | 1 | 1 | 0 | 1 | 0 | 0 | 1
PCEA | transfer_purchase |  | 2020 | 2 | 0 | CONFIDENTIAL | CONFIDENTIAL | online |  | CONFIDENTIAL | CONFIDENTIAL | transfer_purchase | 1 | unknown | unknown_2020_2 | 0% | 1 | CONFIDENTIAL | CONFIDENTIAL | ok | special | 0 | 0 | transfer_purchase__CONFIDENTIAL | 0 | 0 | 1 | 1 | 1 | 0 | 1 | 0 | 0 | 1
PCEA | transfer_purchase |  | 2020 | 2 | 0 | CONFIDENTIAL | CONFIDENTIAL | online |  | CONFIDENTIAL | CONFIDENTIAL | transfer_purchase | 1 | unknown | unknown_2020_2 | 0% | 1 | CONFIDENTIAL | CONFIDENTIAL | ok | special | 0 | 0 | transfer_purchase__CONFIDENTIAL | 0 | 0 | 1 | 1 | 1 | 0 | 1 | 0 | 0 | 1
PCEA | transfer_purchase |  | 2020 | 2 | 0 | CONFIDENTIAL | CONFIDENTIAL | online |  | CONFIDENTIAL | CONFIDENTIAL | transfer_purchase | 1 | unknown | unknown_2020_2 | 0% | 1 | CONFIDENTIAL | CONFIDENTIAL | ok | special | 0 | 0 | transfer_purchase__CONFIDENTIAL | 0 | 0 | 1 | 1 | 1 | 0 | 1 | 0 | 0 | 1
PCEA | transfer_purchase |  | 2020 | 6 | 0 | CONFIDENTIAL | CONFIDENTIAL | online |  | CONFIDENTIAL | CONFIDENTIAL | transfer_purchase | 1 | unknown | unknown_2020_6 | 0% | 1 | CONFIDENTIAL | CONFIDENTIAL | ok | special | 0 | 0 | transfer_purchase__CONFIDENTIAL | 0 | 0 | 1 | 1 | 1 | 0 | 1 | 0 | 0 | 1
PCEA | transfer_purchase |  | 2020 | 6 | 0 | CONFIDENTIAL | CONFIDENTIAL | online |  | CONFIDENTIAL | CONFIDENTIAL | transfer_purchase | 1 | unknown | unknown_2020_6 | 0% | 1 | CONFIDENTIAL | CONFIDENTIAL | ok | special | 0 | 0 | transfer_purchase__CONFIDENTIAL | 0 | 0 | 1 | 1 | 1 | 0 | 1 | 0 | 0 | 1
PCEA | transfer_purchase |  | 2020 | 7 | 0 | CONFIDENTIAL | CONFIDENTIAL | online |  | CONFIDENTIAL | CONFIDENTIAL | transfer_purchase | 1 | unknown | unknown_2020_7 | 0% | 1 | CONFIDENTIAL | CONFIDENTIAL | ok | special | 0 | 0 | transfer_purchase__CONFIDENTIAL | 0 | 0 | 1 | 1 | 1 | 0 | 1 | 0 | 0 | 1
PCEA | transfer_purchase |  | 2020 | 1 | 0 | CONFIDENTIAL | CONFIDENTIAL | online |  | CONFIDENTIAL | CONFIDENTIAL | transfer_purchase | 1 | unknown | unknown_2020_1 | 0% | 1 | CONFIDENTIAL | CONFIDENTIAL | ok | special | 0 | 0 | transfer_purchase__CONFIDENTIAL | 0 | 0 | 1 | 1 | 1 | 0 | 1 | 0 | 0 | 1
PCEA | transfer_purchase |  | 2020 | 2 | 0 | CONFIDENTIAL | CONFIDENTIAL | online |  | CONFIDENTIAL | CONFIDENTIAL | transfer_purchase | 1 | unknown | unknown_2020_2 | 0% | 1 | CONFIDENTIAL | CONFIDENTIAL | ok | special | 0 | 0 | transfer_purchase__CONFIDENTIAL | 0 | 0 | 1 | 1 | 1 | 0 | 1 | 0 | 0 | 1
PCEA | transfer_purchase |  | 2020 | 6 | 0 | CONFIDENTIAL | CONFIDENTIAL | online |  | CONFIDENTIAL | CONFIDENTIAL | transfer_purchase | 1 | unknown | unknown_2020_6 | 0% | 1 | CONFIDENTIAL | CONFIDENTIAL | ok | special | 0 | 0 | transfer_purchase__CONFIDENTIAL | 0 | 0 | 1 | 1 | 1 | 0 | 1 | 0 | 0 | 1
SCE | transfer_sale |  | 2020 | 1 | 0 | CONFIDENTIAL | CONFIDENTIAL | online |  | CONFIDENTIAL | CONFIDENTIAL | transfer_sale | 1 | unknown | unknown_2020_1 | 0% | 1 | CONFIDENTIAL | CONFIDENTIAL | ok | special | 0 | 0 | transfer_sale__CONFIDENTIAL | 0 | 0 | 1 | 1 | 1 | 0 | 1 | 0 | 0 | 1
SCE | transfer_sale |  | 2020 | 2 | 0 | CONFIDENTIAL | CONFIDENTIAL | online |  | CONFIDENTIAL | CONFIDENTIAL | transfer_sale | 1 | unknown | unknown_2020_2 | 0% | 1 | CONFIDENTIAL | CONFIDENTIAL | ok | special | 0 | 0 | transfer_sale__CONFIDENTIAL | 0 | 0 | 1 | 1 | 1 | 0 | 1 | 0 | 0 | 1
SCE | transfer_sale |  | 2020 | 6 | 0 | CONFIDENTIAL | CONFIDENTIAL | online |  | CONFIDENTIAL | CONFIDENTIAL | transfer_sale | 1 | unknown | unknown_2020_6 | 0% | 1 | CONFIDENTIAL | CONFIDENTIAL | ok | special | 0 | 0 | transfer_sale__CONFIDENTIAL | 0 | 0 | 1 | 1 | 1 | 0 | 1 | 0 | 0 | 1
SCE | transfer_sale |  | 2020 | 7 | 0 | CONFIDENTIAL | CONFIDENTIAL | online |  | CONFIDENTIAL | CONFIDENTIAL | transfer_sale | 1 | unknown | unknown_2020_7 | 0% | 1 | CONFIDENTIAL | CONFIDENTIAL | ok | special | 0 | 0 | transfer_sale__CONFIDENTIAL | 0 | 0 | 1 | 1 | 1 | 0 | 1 | 0 | 0 | 1
PCEA | transfer_purchase |  | 2020 | 1 | 0 | CONFIDENTIAL | CONFIDENTIAL | online |  | CONFIDENTIAL | CONFIDENTIAL | transfer_purchase | 1 | unknown | unknown_2020_1 | 0% | 1 | CONFIDENTIAL | CONFIDENTIAL | ok | special | 0 | 0 | transfer_purchase__CONFIDENTIAL | 0 | 0 | 1 | 1 | 1 | 0 | 1 | 0 | 0 | 1
PCEA | transfer_purchase |  | 2020 | 2 | 0 | CONFIDENTIAL | CONFIDENTIAL | online |  | CONFIDENTIAL | CONFIDENTIAL | transfer_purchase | 1 | unknown | unknown_2020_2 | 0% | 1 | CONFIDENTIAL | CONFIDENTIAL | ok | special | 0 | 0 | transfer_purchase__CONFIDENTIAL | 0 | 0 | 1 | 1 | 1 | 0 | 1 | 0 | 0 | 1
PCEA | transfer_purchase |  | 2020 | 3 | 0 | CONFIDENTIAL | CONFIDENTIAL | online |  | CONFIDENTIAL | CONFIDENTIAL | transfer_purchase | 1 | unknown | unknown_2020_3 | 0% | 1 | CONFIDENTIAL | CONFIDENTIAL | ok | special | 0 | 0 | transfer_purchase__CONFIDENTIAL | 0 | 0 | 1 | 1 | 1 | 0 | 1 | 0 | 0 | 1
PCEA | transfer_purchase |  | 2020 | 4 | 0 | CONFIDENTIAL | CONFIDENTIAL | online |  | CONFIDENTIAL | CONFIDENTIAL | transfer_purchase | 1 | unknown | unknown_2020_4 | 0% | 1 | CONFIDENTIAL | CONFIDENTIAL | ok | special | 0 | 0 | transfer_purchase__CONFIDENTIAL | 0 | 0 | 1 | 1 | 1 | 0 | 1 | 0 | 0 | 1
PCEA | transfer_purchase |  | 2020 | 5 | 0 | CONFIDENTIAL | CONFIDENTIAL | online |  | CONFIDENTIAL | CONFIDENTIAL | transfer_purchase | 1 | unknown | unknown_2020_5 | 0% | 1 | CONFIDENTIAL | CONFIDENTIAL | ok | special | 0 | 0 | transfer_purchase__CONFIDENTIAL | 0 | 0 | 1 | 1 | 1 | 0 | 1 | 0 | 0 | 1
PCEA | transfer_purchase |  | 2020 | 6 | 0 | CONFIDENTIAL | CONFIDENTIAL | online |  | CONFIDENTIAL | CONFIDENTIAL | transfer_purchase | 1 | unknown | unknown_2020_6 | 0% | 1 | CONFIDENTIAL | CONFIDENTIAL | ok | special | 0 | 0 | transfer_purchase__CONFIDENTIAL | 0 | 0 | 1 | 1 | 1 | 0 | 1 | 0 | 0 | 1
PCEA | transfer_purchase |  | 2020 | 7 | 0 | CONFIDENTIAL | CONFIDENTIAL | online |  | CONFIDENTIAL | CONFIDENTIAL | transfer_purchase | 1 | unknown | unknown_2020_7 | 0% | 1 | CONFIDENTIAL | CONFIDENTIAL | ok | special | 0 | 0 | transfer_purchase__CONFIDENTIAL | 0 | 0 | 1 | 1 | 1 | 0 | 1 | 0 | 0 | 1
PCEA | transfer_purchase |  | 2020 | 8 | 0 | CONFIDENTIAL | CONFIDENTIAL | online |  | CONFIDENTIAL | CONFIDENTIAL | transfer_purchase | 1 | unknown | unknown_2020_8 | 0% | 1 | CONFIDENTIAL | CONFIDENTIAL | ok | special | 0 | 0 | transfer_purchase__CONFIDENTIAL | 0 | 0 | 1 | 1 | 1 | 0 | 1 | 0 | 0 | 1
PCEA | transfer_purchase |  | 2020 | 9 | 0 | CONFIDENTIAL | CONFIDENTIAL | online |  | CONFIDENTIAL | CONFIDENTIAL | transfer_purchase | 1 | unknown | unknown_2020_9 | 0% | 1 | CONFIDENTIAL | CONFIDENTIAL | ok | special | 0 | 0 | transfer_purchase__CONFIDENTIAL | 0 | 0 | 1 | 1 | 1 | 0 | 1 | 0 | 0 | 1
PCEA | transfer_purchase |  | 2020 | 11 | 0 | CONFIDENTIAL | CONFIDENTIAL | online |  | CONFIDENTIAL | CONFIDENTIAL | transfer_purchase | 1 | unknown | unknown_2020_11 | 0% | 1 | CONFIDENTIAL | CONFIDENTIAL | ok | special | 0 | 0 | transfer_purchase__CONFIDENTIAL | 0 | 0 | 1 | 1 | 1 | 0 | 1 | 0 | 0 | 1
PCEA | transfer_purchase |  | 2020 | 11 | 0 | CONFIDENTIAL | CONFIDENTIAL | online |  | CONFIDENTIAL | CONFIDENTIAL | transfer_purchase | 1 | unknown | unknown_2020_11 | 0% | 1 | CONFIDENTIAL | CONFIDENTIAL | ok | special | 0 | 0 | transfer_purchase__CONFIDENTIAL | 0 | 0 | 1 | 1 | 1 | 0 | 1 | 0 | 0 | 1
PCEA | transfer_purchase |  | 2020 | 12 | 0 | CONFIDENTIAL | CONFIDENTIAL | online |  | CONFIDENTIAL | CONFIDENTIAL | transfer_purchase | 1 | unknown | unknown_2020_12 | 0% | 1 | CONFIDENTIAL | CONFIDENTIAL | ok | special | 0 | 0 | transfer_purchase__CONFIDENTIAL | 0 | 0 | 1 | 1 | 1 | 0 | 1 | 0 | 0 | 1
PCEA | transfer_purchase |  | 2020 | 9 | 0 | CONFIDENTIAL | CONFIDENTIAL | online |  | CONFIDENTIAL | CONFIDENTIAL | transfer_purchase | 1 | unknown | unknown_2020_9 | 0% | 1 | CONFIDENTIAL | CONFIDENTIAL | ok | special | 0 | 0 | transfer_purchase__CONFIDENTIAL | 0 | 0 | 1 | 1 | 1 | 0 | 1 | 0 | 0 | 1
PCEA | transfer_purchase |  | 2020 | 8 | 0 | CONFIDENTIAL | CONFIDENTIAL | online |  | CONFIDENTIAL | CONFIDENTIAL | transfer_purchase | 1 | unknown | unknown_2020_8 | 0% | 1 | CONFIDENTIAL | CONFIDENTIAL | ok | special | 0 | 0 | transfer_purchase__CONFIDENTIAL | 0 | 0 | 1 | 1 | 1 | 0 | 1 | 0 | 0 | 1
PCEA | transfer_purchase |  | 2020 | 8 | 0 | CONFIDENTIAL | CONFIDENTIAL | online |  | CONFIDENTIAL | CONFIDENTIAL | transfer_purchase | 1 | unknown | unknown_2020_8 | 0% | 1 | CONFIDENTIAL | CONFIDENTIAL | ok | special | 0 | 0 | transfer_purchase__CONFIDENTIAL | 0 | 0 | 1 | 1 | 1 | 0 | 1 | 0 | 0 | 1
PCEA | transfer_purchase |  | 2020 | 9 | 0 | CONFIDENTIAL | CONFIDENTIAL | online |  | CONFIDENTIAL | CONFIDENTIAL | transfer_purchase | 1 | unknown | unknown_2020_9 | 0% | 1 | CONFIDENTIAL | CONFIDENTIAL | ok | special | 0 | 0 | transfer_purchase__CONFIDENTIAL | 0 | 0 | 1 | 1 | 1 | 0 | 1 | 0 | 0 | 1
PCEA | transfer_purchase |  | 2020 | 1 | 0 | CONFIDENTIAL | CONFIDENTIAL | online |  | CONFIDENTIAL | CONFIDENTIAL | transfer_purchase | 1 | unknown | unknown_2020_1 | 0% | 1 | CONFIDENTIAL | CONFIDENTIAL | ok | special | 0 | 0 | transfer_purchase__CONFIDENTIAL | 0 | 0 | 1 | 1 | 1 | 0 | 1 | 0 | 0 | 1
PCEA | transfer_purchase |  | 2020 | 2 | 0 | CONFIDENTIAL | CONFIDENTIAL | online |  | CONFIDENTIAL | CONFIDENTIAL | transfer_purchase | 1 | unknown | unknown_2020_2 | 0% | 1 | CONFIDENTIAL | CONFIDENTIAL | ok | special | 0 | 0 | transfer_purchase__CONFIDENTIAL | 0 | 0 | 1 | 1 | 1 | 0 | 1 | 0 | 0 | 1
PCEA | transfer_purchase |  | 2020 | 3 | 0 | CONFIDENTIAL | CONFIDENTIAL | online |  | CONFIDENTIAL | CONFIDENTIAL | transfer_purchase | 1 | unknown | unknown_2020_3 | 0% | 1 | CONFIDENTIAL | CONFIDENTIAL | ok | special | 0 | 0 | transfer_purchase__CONFIDENTIAL | 0 | 0 | 1 | 1 | 1 | 0 | 1 | 0 | 0 | 1
PCEA | transfer_purchase |  | 2020 | 4 | 0 | CONFIDENTIAL | CONFIDENTIAL | online |  | CONFIDENTIAL | CONFIDENTIAL | transfer_purchase | 1 | unknown | unknown_2020_4 | 0% | 1 | CONFIDENTIAL | CONFIDENTIAL | ok | special | 0 | 0 | transfer_purchase__CONFIDENTIAL | 0 | 0 | 1 | 1 | 1 | 0 | 1 | 0 | 0 | 1
PCEA | transfer_purchase |  | 2020 | 5 | 0 | CONFIDENTIAL | CONFIDENTIAL | online |  | CONFIDENTIAL | CONFIDENTIAL | transfer_purchase | 1 | unknown | unknown_2020_5 | 0% | 1 | CONFIDENTIAL | CONFIDENTIAL | ok | special | 0 | 0 | transfer_purchase__CONFIDENTIAL | 0 | 0 | 1 | 1 | 1 | 0 | 1 | 0 | 0 | 1
PCEA | transfer_purchase |  | 2020 | 6 | 0 | CONFIDENTIAL | CONFIDENTIAL | online |  | CONFIDENTIAL | CONFIDENTIAL | transfer_purchase | 1 | unknown | unknown_2020_6 | 0% | 1 | CONFIDENTIAL | CONFIDENTIAL | ok | special | 0 | 0 | transfer_purchase__CONFIDENTIAL | 0 | 0 | 1 | 1 | 1 | 0 | 1 | 0 | 0 | 1
PCEA | transfer_purchase |  | 2020 | 7 | 0 | CONFIDENTIAL | CONFIDENTIAL | online |  | CONFIDENTIAL | CONFIDENTIAL | transfer_purchase | 1 | unknown | unknown_2020_7 | 0% | 1 | CONFIDENTIAL | CONFIDENTIAL | ok | special | 0 | 0 | transfer_purchase__CONFIDENTIAL | 0 | 0 | 1 | 1 | 1 | 0 | 1 | 0 | 0 | 1
PCEA | transfer_purchase |  | 2020 | 8 | 0 | CONFIDENTIAL | CONFIDENTIAL | online |  | CONFIDENTIAL | CONFIDENTIAL | transfer_purchase | 1 | unknown | unknown_2020_8 | 0% | 1 | CONFIDENTIAL | CONFIDENTIAL | ok | special | 0 | 0 | transfer_purchase__CONFIDENTIAL | 0 | 0 | 1 | 1 | 1 | 0 | 1 | 0 | 0 | 1
PCEA | transfer_purchase |  | 2020 | 9 | 0 | CONFIDENTIAL | CONFIDENTIAL | online |  | CONFIDENTIAL | CONFIDENTIAL | transfer_purchase | 1 | unknown | unknown_2020_9 | 0% | 1 | CONFIDENTIAL | CONFIDENTIAL | ok | special | 0 | 0 | transfer_purchase__CONFIDENTIAL | 0 | 0 | 1 | 1 | 1 | 0 | 1 | 0 | 0 | 1
PCEA | transfer_purchase |  | 2020 | 10 | 0 | CONFIDENTIAL | CONFIDENTIAL | online |  | CONFIDENTIAL | CONFIDENTIAL | transfer_purchase | 1 | unknown | unknown_2020_10 | 0% | 1 | CONFIDENTIAL | CONFIDENTIAL | ok | special | 0 | 0 | transfer_purchase__CONFIDENTIAL | 0 | 0 | 1 | 1 | 1 | 0 | 1 | 0 | 0 | 1
PCEA | transfer_purchase |  | 2020 | 11 | 0 | CONFIDENTIAL | CONFIDENTIAL | online |  | CONFIDENTIAL | CONFIDENTIAL | transfer_purchase | 1 | unknown | unknown_2020_11 | 0% | 1 | CONFIDENTIAL | CONFIDENTIAL | ok | special | 0 | 0 | transfer_purchase__CONFIDENTIAL | 0 | 0 | 1 | 1 | 1 | 0 | 1 | 0 | 0 | 1
PCEA | transfer_purchase |  | 2020 | 12 | 0 | CONFIDENTIAL | CONFIDENTIAL | online |  | CONFIDENTIAL | CONFIDENTIAL | transfer_purchase | 1 | unknown | unknown_2020_12 | 0% | 1 | CONFIDENTIAL | CONFIDENTIAL | ok | special | 0 | 0 | transfer_purchase__CONFIDENTIAL | 0 | 0 | 1 | 1 | 1 | 0 | 1 | 0 | 0 | 1
MBCPA | transfer_sale |  | 2020 | 7 | 0 | CONFIDENTIAL | CONFIDENTIAL | online |  | CONFIDENTIAL | CONFIDENTIAL | transfer_sale | 1 | unknown | unknown_2020_7 | 0% | 1 | CONFIDENTIAL | CONFIDENTIAL | ok | special | 0 | 0 | transfer_sale__CONFIDENTIAL | 0 | 0 | 1 | 1 | 1 | 0 | 1 | 0 | 0 | 1
MBCPA | transfer_sale |  | 2020 | 8 | 0 | CONFIDENTIAL | CONFIDENTIAL | online |  | CONFIDENTIAL | CONFIDENTIAL | transfer_sale | 1 | unknown | unknown_2020_8 | 0% | 1 | CONFIDENTIAL | CONFIDENTIAL | ok | special | 0 | 0 | transfer_sale__CONFIDENTIAL | 0 | 0 | 1 | 1 | 1 | 0 | 1 | 0 | 0 | 1
MBCPA | transfer_sale |  | 2020 | 8 | 0 | CONFIDENTIAL | CONFIDENTIAL | online |  | CONFIDENTIAL | CONFIDENTIAL | transfer_sale | 1 | unknown | unknown_2020_8 | 0% | 1 | CONFIDENTIAL | CONFIDENTIAL | ok | special | 0 | 0 | transfer_sale__CONFIDENTIAL | 0 | 0 | 1 | 1 | 1 | 0 | 1 | 0 | 0 | 1
MBCPA | transfer_sale |  | 2020 | 8 | 0 | CONFIDENTIAL | CONFIDENTIAL | online |  | CONFIDENTIAL | CONFIDENTIAL | transfer_sale | 1 | unknown | unknown_2020_8 | 0% | 1 | CONFIDENTIAL | CONFIDENTIAL | ok | special | 0 | 0 | transfer_sale__CONFIDENTIAL | 0 | 0 | 1 | 1 | 1 | 0 | 1 | 0 | 0 | 1
MBCPA | transfer_sale |  | 2020 | 9 | 0 | CONFIDENTIAL | CONFIDENTIAL | online |  | CONFIDENTIAL | CONFIDENTIAL | transfer_sale | 1 | unknown | unknown_2020_9 | 0% | 1 | CONFIDENTIAL | CONFIDENTIAL | ok | special | 0 | 0 | transfer_sale__CONFIDENTIAL | 0 | 0 | 1 | 1 | 1 | 0 | 1 | 0 | 0 | 1
MBCPA | transfer_sale |  | 2020 | 9 | 0 | CONFIDENTIAL | CONFIDENTIAL | online |  | CONFIDENTIAL | CONFIDENTIAL | transfer_sale | 1 | unknown | unknown_2020_9 | 0% | 1 | CONFIDENTIAL | CONFIDENTIAL | ok | special | 0 | 0 | transfer_sale__CONFIDENTIAL | 0 | 0 | 1 | 1 | 1 | 0 | 1 | 0 | 0 | 1
MBCPA | transfer_sale |  | 2020 | 9 | 0 | CONFIDENTIAL | CONFIDENTIAL | online |  | CONFIDENTIAL | CONFIDENTIAL | transfer_sale | 1 | unknown | unknown_2020_9 | 0% | 1 | CONFIDENTIAL | CONFIDENTIAL | ok | special | 0 | 0 | transfer_sale__CONFIDENTIAL | 0 | 0 | 1 | 1 | 1 | 0 | 1 | 0 | 0 | 1
PCEA | transfer_purchase |  | 2020 | 1 | 0 | CONFIDENTIAL | CONFIDENTIAL | online |  | CONFIDENTIAL | CONFIDENTIAL | transfer_purchase | 1 | unknown | unknown_2020_1 | 0% | 1 | CONFIDENTIAL | CONFIDENTIAL | ok | special | 0 | 0 | transfer_purchase__CONFIDENTIAL | 0 | 0 | 1 | 1 | 1 | 0 | 1 | 0 | 0 | 1
PCEA | transfer_purchase |  | 2020 | 2 | 0 | CONFIDENTIAL | CONFIDENTIAL | online |  | CONFIDENTIAL | CONFIDENTIAL | transfer_purchase | 1 | unknown | unknown_2020_2 | 0% | 1 | CONFIDENTIAL | CONFIDENTIAL | ok | special | 0 | 0 | transfer_purchase__CONFIDENTIAL | 0 | 0 | 1 | 1 | 1 | 0 | 1 | 0 | 0 | 1
PCEA | transfer_purchase |  | 2020 | 3 | 0 | CONFIDENTIAL | CONFIDENTIAL | online |  | CONFIDENTIAL | CONFIDENTIAL | transfer_purchase | 1 | unknown | unknown_2020_3 | 0% | 1 | CONFIDENTIAL | CONFIDENTIAL | ok | special | 0 | 0 | transfer_purchase__CONFIDENTIAL | 0 | 0 | 1 | 1 | 1 | 0 | 1 | 0 | 0 | 1
PCEA | transfer_purchase |  | 2020 | 4 | 0 | CONFIDENTIAL | CONFIDENTIAL | online |  | CONFIDENTIAL | CONFIDENTIAL | transfer_purchase | 1 | unknown | unknown_2020_4 | 0% | 1 | CONFIDENTIAL | CONFIDENTIAL | ok | special | 0 | 0 | transfer_purchase__CONFIDENTIAL | 0 | 0 | 1 | 1 | 1 | 0 | 1 | 0 | 0 | 1
PCEA | transfer_purchase |  | 2020 | 5 | 0 | CONFIDENTIAL | CONFIDENTIAL | online |  | CONFIDENTIAL | CONFIDENTIAL | transfer_purchase | 1 | unknown | unknown_2020_5 | 0% | 1 | CONFIDENTIAL | CONFIDENTIAL | ok | special | 0 | 0 | transfer_purchase__CONFIDENTIAL | 0 | 0 | 1 | 1 | 1 | 0 | 1 | 0 | 0 | 1
PCEA | transfer_purchase |  | 2020 | 6 | 0 | CONFIDENTIAL | CONFIDENTIAL | online |  | CONFIDENTIAL | CONFIDENTIAL | transfer_purchase | 1 | unknown | unknown_2020_6 | 0% | 1 | CONFIDENTIAL | CONFIDENTIAL | ok | special | 0 | 0 | transfer_purchase__CONFIDENTIAL | 0 | 0 | 1 | 1 | 1 | 0 | 1 | 0 | 0 | 1
PCEA | transfer_purchase |  | 2020 | 7 | 0 | CONFIDENTIAL | CONFIDENTIAL | online |  | CONFIDENTIAL | CONFIDENTIAL | transfer_purchase | 1 | unknown | unknown_2020_7 | 0% | 1 | CONFIDENTIAL | CONFIDENTIAL | ok | special | 0 | 0 | transfer_purchase__CONFIDENTIAL | 0 | 0 | 1 | 1 | 1 | 0 | 1 | 0 | 0 | 1
PCEA | transfer_purchase |  | 2020 | 8 | 0 | CONFIDENTIAL | CONFIDENTIAL | online |  | CONFIDENTIAL | CONFIDENTIAL | transfer_purchase | 1 | unknown | unknown_2020_8 | 0% | 1 | CONFIDENTIAL | CONFIDENTIAL | ok | special | 0 | 0 | transfer_purchase__CONFIDENTIAL | 0 | 0 | 1 | 1 | 1 | 0 | 1 | 0 | 0 | 1
PCEA | transfer_purchase |  | 2020 | 9 | 0 | CONFIDENTIAL | CONFIDENTIAL | online |  | CONFIDENTIAL | CONFIDENTIAL | transfer_purchase | 1 | unknown | unknown_2020_9 | 0% | 1 | CONFIDENTIAL | CONFIDENTIAL | ok | special | 0 | 0 | transfer_purchase__CONFIDENTIAL | 0 | 0 | 1 | 1 | 1 | 0 | 1 | 0 | 0 | 1
PCEA | transfer_purchase |  | 2020 | 10 | 0 | CONFIDENTIAL | CONFIDENTIAL | online |  | CONFIDENTIAL | CONFIDENTIAL | transfer_purchase | 1 | unknown | unknown_2020_10 | 0% | 1 | CONFIDENTIAL | CONFIDENTIAL | ok | special | 0 | 0 | transfer_purchase__CONFIDENTIAL | 0 | 0 | 1 | 1 | 1 | 0 | 1 | 0 | 0 | 1
PCEA | transfer_purchase |  | 2020 | 11 | 0 | CONFIDENTIAL | CONFIDENTIAL | online |  | CONFIDENTIAL | CONFIDENTIAL | transfer_purchase | 1 | unknown | unknown_2020_11 | 0% | 1 | CONFIDENTIAL | CONFIDENTIAL | ok | special | 0 | 0 | transfer_purchase__CONFIDENTIAL | 0 | 0 | 1 | 1 | 1 | 0 | 1 | 0 | 0 | 1
PCEA | transfer_purchase |  | 2020 | 12 | 0 | CONFIDENTIAL | CONFIDENTIAL | online |  | CONFIDENTIAL | CONFIDENTIAL | transfer_purchase | 1 | unknown | unknown_2020_12 | 0% | 1 | CONFIDENTIAL | CONFIDENTIAL | ok | special | 0 | 0 | transfer_purchase__CONFIDENTIAL | 0 | 0 | 1 | 1 | 1 | 0 | 1 | 0 | 0 | 1
PCEA | transfer_purchase |  | 2020 | 10 | 0 | CONFIDENTIAL | CONFIDENTIAL | online |  | CONFIDENTIAL | CONFIDENTIAL | transfer_purchase | 1 | unknown | unknown_2020_10 | 0% | 1 | CONFIDENTIAL | CONFIDENTIAL | ok | special | 0 | 0 | transfer_purchase__CONFIDENTIAL | 0 | 0 | 1 | 1 | 1 | 0 | 1 | 0 | 0 | 1
PCEA | transfer_purchase |  | 2020 | 1 | 0 | CONFIDENTIAL | CONFIDENTIAL | online |  | CONFIDENTIAL | CONFIDENTIAL | transfer_purchase | 1 | unknown | unknown_2020_1 | 0% | 1 | CONFIDENTIAL | CONFIDENTIAL | ok | special | 0 | 0 | transfer_purchase__CONFIDENTIAL | 0 | 0 | 1 | 1 | 1 | 0 | 1 | 0 | 0 | 1
PCEA | transfer_purchase |  | 2020 | 3 | 0 | CONFIDENTIAL | CONFIDENTIAL | online |  | CONFIDENTIAL | CONFIDENTIAL | transfer_purchase | 1 | unknown | unknown_2020_3 | 0% | 1 | CONFIDENTIAL | CONFIDENTIAL | ok | special | 0 | 0 | transfer_purchase__CONFIDENTIAL | 0 | 0 | 1 | 1 | 1 | 0 | 1 | 0 | 0 | 1
PCEA | transfer_purchase |  | 2020 | 5 | 0 | CONFIDENTIAL | CONFIDENTIAL | online |  | CONFIDENTIAL | CONFIDENTIAL | transfer_purchase | 1 | unknown | unknown_2020_5 | 0% | 1 | CONFIDENTIAL | CONFIDENTIAL | ok | special | 0 | 0 | transfer_purchase__CONFIDENTIAL | 0 | 0 | 1 | 1 | 1 | 0 | 1 | 0 | 0 | 1
PCEA | transfer_purchase |  | 2020 | 6 | 0 | CONFIDENTIAL | CONFIDENTIAL | online |  | CONFIDENTIAL | CONFIDENTIAL | transfer_purchase | 1 | unknown | unknown_2020_6 | 0% | 1 | CONFIDENTIAL | CONFIDENTIAL | ok | special | 0 | 0 | transfer_purchase__CONFIDENTIAL | 0 | 0 | 1 | 1 | 1 | 0 | 1 | 0 | 0 | 1
PCEA | transfer_purchase |  | 2020 | 10 | 0 | CONFIDENTIAL | CONFIDENTIAL | online |  | CONFIDENTIAL | CONFIDENTIAL | transfer_purchase | 1 | unknown | unknown_2020_10 | 0% | 1 | CONFIDENTIAL | CONFIDENTIAL | ok | special | 0 | 0 | transfer_purchase__CONFIDENTIAL | 0 | 0 | 1 | 1 | 1 | 0 | 1 | 0 | 0 | 1
PCEA | transfer_purchase |  | 2020 | 11 | 0 | CONFIDENTIAL | CONFIDENTIAL | online |  | CONFIDENTIAL | CONFIDENTIAL | transfer_purchase | 1 | unknown | unknown_2020_11 | 0% | 1 | CONFIDENTIAL | CONFIDENTIAL | ok | special | 0 | 0 | transfer_purchase__CONFIDENTIAL | 0 | 0 | 1 | 1 | 1 | 0 | 1 | 0 | 0 | 1
PCEA | transfer_purchase |  | 2020 | 9 | 0 | CONFIDENTIAL | CONFIDENTIAL | online |  | CONFIDENTIAL | CONFIDENTIAL | transfer_purchase | 1 | unknown | unknown_2020_9 | 0% | 1 | CONFIDENTIAL | CONFIDENTIAL | ok | special | 0 | 0 | transfer_purchase__CONFIDENTIAL | 0 | 0 | 1 | 1 | 1 | 0 | 1 | 0 | 0 | 1
PCEA | transfer_purchase |  | 2020 | 9 | 0 | CONFIDENTIAL | CONFIDENTIAL | online |  | CONFIDENTIAL | CONFIDENTIAL | transfer_purchase | 1 | unknown | unknown_2020_9 | 0% | 1 | CONFIDENTIAL | CONFIDENTIAL | ok | special | 0 | 0 | transfer_purchase__CONFIDENTIAL | 0 | 0 | 1 | 1 | 1 | 0 | 1 | 0 | 0 | 1
PCEA | transfer_purchase |  | 2020 | 9 | 0 | CONFIDENTIAL | CONFIDENTIAL | online |  | CONFIDENTIAL | CONFIDENTIAL | transfer_purchase | 1 | unknown | unknown_2020_9 | 0% | 1 | CONFIDENTIAL | CONFIDENTIAL | ok | special | 0 | 0 | transfer_purchase__CONFIDENTIAL | 0 | 0 | 1 | 1 | 1 | 0 | 1 | 0 | 0 | 1
PCEA | transfer_purchase |  | 2020 | 9 | 0 | CONFIDENTIAL | CONFIDENTIAL | online |  | CONFIDENTIAL | CONFIDENTIAL | transfer_purchase | 1 | unknown | unknown_2020_9 | 0% | 1 | CONFIDENTIAL | CONFIDENTIAL | ok | special | 0 | 0 | transfer_purchase__CONFIDENTIAL | 0 | 0 | 1 | 1 | 1 | 0 | 1 | 0 | 0 | 1
PCEA | transfer_purchase |  | 2020 | 8 | 0 | CONFIDENTIAL | CONFIDENTIAL | online |  | CONFIDENTIAL | CONFIDENTIAL | transfer_purchase | 1 | unknown | unknown_2020_8 | 0% | 1 | CONFIDENTIAL | CONFIDENTIAL | ok | special | 0 | 0 | transfer_purchase__CONFIDENTIAL | 0 | 0 | 1 | 1 | 1 | 0 | 1 | 0 | 0 | 1
PCEA | transfer_purchase |  | 2020 | 9 | 0 | CONFIDENTIAL | CONFIDENTIAL | online |  | CONFIDENTIAL | CONFIDENTIAL | transfer_purchase | 1 | unknown | unknown_2020_9 | 0% | 1 | CONFIDENTIAL | CONFIDENTIAL | ok | special | 0 | 0 | transfer_purchase__CONFIDENTIAL | 0 | 0 | 1 | 1 | 1 | 0 | 1 | 0 | 0 | 1
PCEA | transfer_purchase |  | 2020 | 10 | 0 | CONFIDENTIAL | CONFIDENTIAL | online |  | CONFIDENTIAL | CONFIDENTIAL | transfer_purchase | 1 | unknown | unknown_2020_10 | 0% | 1 | CONFIDENTIAL | CONFIDENTIAL | ok | special | 0 | 0 | transfer_purchase__CONFIDENTIAL | 0 | 0 | 1 | 1 | 1 | 0 | 1 | 0 | 0 | 1
PCEA | transfer_purchase |  | 2020 | 5 | 0 | CONFIDENTIAL | CONFIDENTIAL | online |  | CONFIDENTIAL | CONFIDENTIAL | transfer_purchase | 1 | unknown | unknown_2020_5 | 0% | 1 | CONFIDENTIAL | CONFIDENTIAL | ok | special | 0 | 0 | transfer_purchase__CONFIDENTIAL | 0 | 0 | 1 | 1 | 1 | 0 | 1 | 0 | 0 | 1
PCEA | transfer_purchase |  | 2020 | 1 | 0 | CONFIDENTIAL | CONFIDENTIAL | online |  | CONFIDENTIAL | CONFIDENTIAL | transfer_purchase | 1 | unknown | unknown_2020_1 | 0% | 1 | CONFIDENTIAL | CONFIDENTIAL | ok | special | 0 | 0 | transfer_purchase__CONFIDENTIAL | 0 | 0 | 1 | 1 | 1 | 0 | 1 | 0 | 0 | 1
PCEA | transfer_purchase |  | 2020 | 2 | 0 | CONFIDENTIAL | CONFIDENTIAL | online |  | CONFIDENTIAL | CONFIDENTIAL | transfer_purchase | 1 | unknown | unknown_2020_2 | 0% | 1 | CONFIDENTIAL | CONFIDENTIAL | ok | special | 0 | 0 | transfer_purchase__CONFIDENTIAL | 0 | 0 | 1 | 1 | 1 | 0 | 1 | 0 | 0 | 1
PCEA | transfer_purchase |  | 2020 | 3 | 0 | CONFIDENTIAL | CONFIDENTIAL | online |  | CONFIDENTIAL | CONFIDENTIAL | transfer_purchase | 1 | unknown | unknown_2020_3 | 0% | 1 | CONFIDENTIAL | CONFIDENTIAL | ok | special | 0 | 0 | transfer_purchase__CONFIDENTIAL | 0 | 0 | 1 | 1 | 1 | 0 | 1 | 0 | 0 | 1
PCEA | transfer_purchase |  | 2020 | 4 | 0 | CONFIDENTIAL | CONFIDENTIAL | online |  | CONFIDENTIAL | CONFIDENTIAL | transfer_purchase | 1 | unknown | unknown_2020_4 | 0% | 1 | CONFIDENTIAL | CONFIDENTIAL | ok | special | 0 | 0 | transfer_purchase__CONFIDENTIAL | 0 | 0 | 1 | 1 | 1 | 0 | 1 | 0 | 0 | 1
PCEA | transfer_purchase |  | 2020 | 5 | 0 | CONFIDENTIAL | CONFIDENTIAL | online |  | CONFIDENTIAL | CONFIDENTIAL | transfer_purchase | 1 | unknown | unknown_2020_5 | 0% | 1 | CONFIDENTIAL | CONFIDENTIAL | ok | special | 0 | 0 | transfer_purchase__CONFIDENTIAL | 0 | 0 | 1 | 1 | 1 | 0 | 1 | 0 | 0 | 1
PCEA | transfer_purchase |  | 2020 | 3 | 0 | CONFIDENTIAL | CONFIDENTIAL | online |  | CONFIDENTIAL | CONFIDENTIAL | transfer_purchase | 1 | unknown | unknown_2020_3 | 0% | 1 | CONFIDENTIAL | CONFIDENTIAL | ok | special | 0 | 0 | transfer_purchase__CONFIDENTIAL | 0 | 0 | 1 | 1 | 1 | 0 | 1 | 0 | 0 | 1
PCEA | transfer_purchase |  | 2020 | 4 | 0 | CONFIDENTIAL | CONFIDENTIAL | online |  | CONFIDENTIAL | CONFIDENTIAL | transfer_purchase | 1 | unknown | unknown_2020_4 | 0% | 1 | CONFIDENTIAL | CONFIDENTIAL | ok | special | 0 | 0 | transfer_purchase__CONFIDENTIAL | 0 | 0 | 1 | 1 | 1 | 0 | 1 | 0 | 0 | 1
PCEA | transfer_purchase |  | 2020 | 10 | 0 | CONFIDENTIAL | CONFIDENTIAL | online |  | CONFIDENTIAL | CONFIDENTIAL | transfer_purchase | 1 | unknown | unknown_2020_10 | 0% | 1 | CONFIDENTIAL | CONFIDENTIAL | ok | special | 0 | 0 | transfer_purchase__CONFIDENTIAL | 0 | 0 | 1 | 1 | 1 | 0 | 1 | 0 | 0 | 1
EBCE | transfer_sale |  | 2020 | 1 | 0 | CONFIDENTIAL | CONFIDENTIAL | online |  | CONFIDENTIAL | CONFIDENTIAL | transfer_sale | 1 | unknown | unknown_2020_1 | 0% | 1 | CONFIDENTIAL | CONFIDENTIAL | ok | special | 0 | 0 | transfer_sale__CONFIDENTIAL | 0 | 0 | 1 | 1 | 1 | 0 | 1 | 0 | 0 | 1
EBCE | transfer_sale |  | 2020 | 2 | 0 | CONFIDENTIAL | CONFIDENTIAL | online |  | CONFIDENTIAL | CONFIDENTIAL | transfer_sale | 1 | unknown | unknown_2020_2 | 0% | 1 | CONFIDENTIAL | CONFIDENTIAL | ok | special | 0 | 0 | transfer_sale__CONFIDENTIAL | 0 | 0 | 1 | 1 | 1 | 0 | 1 | 0 | 0 | 1
EBCE | transfer_sale |  | 2020 | 3 | 0 | CONFIDENTIAL | CONFIDENTIAL | online |  | CONFIDENTIAL | CONFIDENTIAL | transfer_sale | 1 | unknown | unknown_2020_3 | 0% | 1 | CONFIDENTIAL | CONFIDENTIAL | ok | special | 0 | 0 | transfer_sale__CONFIDENTIAL | 0 | 0 | 1 | 1 | 1 | 0 | 1 | 0 | 0 | 1
EBCE | transfer_sale |  | 2020 | 4 | 0 | CONFIDENTIAL | CONFIDENTIAL | online |  | CONFIDENTIAL | CONFIDENTIAL | transfer_sale | 1 | unknown | unknown_2020_4 | 0% | 1 | CONFIDENTIAL | CONFIDENTIAL | ok | special | 0 | 0 | transfer_sale__CONFIDENTIAL | 0 | 0 | 1 | 1 | 1 | 0 | 1 | 0 | 0 | 1
EBCE | transfer_sale |  | 2020 | 5 | 0 | CONFIDENTIAL | CONFIDENTIAL | online |  | CONFIDENTIAL | CONFIDENTIAL | transfer_sale | 1 | unknown | unknown_2020_5 | 0% | 1 | CONFIDENTIAL | CONFIDENTIAL | ok | special | 0 | 0 | transfer_sale__CONFIDENTIAL | 0 | 0 | 1 | 1 | 1 | 0 | 1 | 0 | 0 | 1
EBCE | transfer_sale |  | 2020 | 6 | 0 | CONFIDENTIAL | CONFIDENTIAL | online |  | CONFIDENTIAL | CONFIDENTIAL | transfer_sale | 1 | unknown | unknown_2020_6 | 0% | 1 | CONFIDENTIAL | CONFIDENTIAL | ok | special | 0 | 0 | transfer_sale__CONFIDENTIAL | 0 | 0 | 1 | 1 | 1 | 0 | 1 | 0 | 0 | 1
EBCE | transfer_sale |  | 2020 | 7 | 0 | CONFIDENTIAL | CONFIDENTIAL | online |  | CONFIDENTIAL | CONFIDENTIAL | transfer_sale | 1 | unknown | unknown_2020_7 | 0% | 1 | CONFIDENTIAL | CONFIDENTIAL | ok | special | 0 | 0 | transfer_sale__CONFIDENTIAL | 0 | 0 | 1 | 1 | 1 | 0 | 1 | 0 | 0 | 1
EBCE | transfer_sale |  | 2020 | 7 | 0 | CONFIDENTIAL | CONFIDENTIAL | online |  | CONFIDENTIAL | CONFIDENTIAL | transfer_sale | 1 | unknown | unknown_2020_7 | 0% | 1 | CONFIDENTIAL | CONFIDENTIAL | ok | special | 0 | 0 | transfer_sale__CONFIDENTIAL | 0 | 0 | 1 | 1 | 1 | 0 | 1 | 0 | 0 | 1
EBCE | transfer_sale |  | 2020 | 7 | 0 | CONFIDENTIAL | CONFIDENTIAL | online |  | CONFIDENTIAL | CONFIDENTIAL | transfer_sale | 1 | unknown | unknown_2020_7 | 0% | 1 | CONFIDENTIAL | CONFIDENTIAL | ok | special | 0 | 0 | transfer_sale__CONFIDENTIAL | 0 | 0 | 1 | 1 | 1 | 0 | 1 | 0 | 0 | 1
EBCE | transfer_sale |  | 2020 | 8 | 0 | CONFIDENTIAL | CONFIDENTIAL | online |  | CONFIDENTIAL | CONFIDENTIAL | transfer_sale | 1 | unknown | unknown_2020_8 | 0% | 1 | CONFIDENTIAL | CONFIDENTIAL | ok | special | 0 | 0 | transfer_sale__CONFIDENTIAL | 0 | 0 | 1 | 1 | 1 | 0 | 1 | 0 | 0 | 1
EBCE | transfer_sale |  | 2020 | 9 | 0 | CONFIDENTIAL | CONFIDENTIAL | online |  | CONFIDENTIAL | CONFIDENTIAL | transfer_sale | 1 | unknown | unknown_2020_9 | 0% | 1 | CONFIDENTIAL | CONFIDENTIAL | ok | special | 0 | 0 | transfer_sale__CONFIDENTIAL | 0 | 0 | 1 | 1 | 1 | 0 | 1 | 0 | 0 | 1
EBCE | transfer_sale |  | 2020 | 10 | 0 | CONFIDENTIAL | CONFIDENTIAL | online |  | CONFIDENTIAL | CONFIDENTIAL | transfer_sale | 1 | unknown | unknown_2020_10 | 0% | 1 | CONFIDENTIAL | CONFIDENTIAL | ok | special | 0 | 0 | transfer_sale__CONFIDENTIAL | 0 | 0 | 1 | 1 | 1 | 0 | 1 | 0 | 0 | 1
EBCE | transfer_sale |  | 2020 | 11 | 0 | CONFIDENTIAL | CONFIDENTIAL | online |  | CONFIDENTIAL | CONFIDENTIAL | transfer_sale | 1 | unknown | unknown_2020_11 | 0% | 1 | CONFIDENTIAL | CONFIDENTIAL | ok | special | 0 | 0 | transfer_sale__CONFIDENTIAL | 0 | 0 | 1 | 1 | 1 | 0 | 1 | 0 | 0 | 1
EBCE | transfer_sale |  | 2020 | 1 | 0 | CONFIDENTIAL | CONFIDENTIAL | online |  | CONFIDENTIAL | CONFIDENTIAL | transfer_sale | 1 | unknown | unknown_2020_1 | 0% | 1 | CONFIDENTIAL | CONFIDENTIAL | ok | special | 0 | 0 | transfer_sale__CONFIDENTIAL | 0 | 0 | 1 | 1 | 1 | 0 | 1 | 0 | 0 | 1
EBCE | transfer_sale |  | 2020 | 3 | 0 | CONFIDENTIAL | CONFIDENTIAL | online |  | CONFIDENTIAL | CONFIDENTIAL | transfer_sale | 1 | unknown | unknown_2020_3 | 0% | 1 | CONFIDENTIAL | CONFIDENTIAL | ok | special | 0 | 0 | transfer_sale__CONFIDENTIAL | 0 | 0 | 1 | 1 | 1 | 0 | 1 | 0 | 0 | 1
EBCE | transfer_sale |  | 2020 | 5 | 0 | CONFIDENTIAL | CONFIDENTIAL | online |  | CONFIDENTIAL | CONFIDENTIAL | transfer_sale | 1 | unknown | unknown_2020_5 | 0% | 1 | CONFIDENTIAL | CONFIDENTIAL | ok | special | 0 | 0 | transfer_sale__CONFIDENTIAL | 0 | 0 | 1 | 1 | 1 | 0 | 1 | 0 | 0 | 1
EBCE | transfer_sale |  | 2020 | 6 | 0 | CONFIDENTIAL | CONFIDENTIAL | online |  | CONFIDENTIAL | CONFIDENTIAL | transfer_sale | 1 | unknown | unknown_2020_6 | 0% | 1 | CONFIDENTIAL | CONFIDENTIAL | ok | special | 0 | 0 | transfer_sale__CONFIDENTIAL | 0 | 0 | 1 | 1 | 1 | 0 | 1 | 0 | 0 | 1
EBCE | transfer_sale |  | 2020 | 6 | 0 | CONFIDENTIAL | CONFIDENTIAL | online |  | CONFIDENTIAL | CONFIDENTIAL | transfer_sale | 1 | unknown | unknown_2020_6 | 0% | 1 | CONFIDENTIAL | CONFIDENTIAL | ok | special | 0 | 0 | transfer_sale__CONFIDENTIAL | 0 | 0 | 1 | 1 | 1 | 0 | 1 | 0 | 0 | 1
EBCE | transfer_sale |  | 2020 | 6 | 0 | CONFIDENTIAL | CONFIDENTIAL | online |  | CONFIDENTIAL | CONFIDENTIAL | transfer_sale | 1 | unknown | unknown_2020_6 | 0% | 1 | CONFIDENTIAL | CONFIDENTIAL | ok | special | 0 | 0 | transfer_sale__CONFIDENTIAL | 0 | 0 | 1 | 1 | 1 | 0 | 1 | 0 | 0 | 1
EBCE | transfer_sale |  | 2020 | 10 | 0 | CONFIDENTIAL | CONFIDENTIAL | online |  | CONFIDENTIAL | CONFIDENTIAL | transfer_sale | 1 | unknown | unknown_2020_10 | 0% | 1 | CONFIDENTIAL | CONFIDENTIAL | ok | special | 0 | 0 | transfer_sale__CONFIDENTIAL | 0 | 0 | 1 | 1 | 1 | 0 | 1 | 0 | 0 | 1
EBCE | transfer_sale |  | 2020 | 11 | 0 | CONFIDENTIAL | CONFIDENTIAL | online |  | CONFIDENTIAL | CONFIDENTIAL | transfer_sale | 1 | unknown | unknown_2020_11 | 0% | 1 | CONFIDENTIAL | CONFIDENTIAL | ok | special | 0 | 0 | transfer_sale__CONFIDENTIAL | 0 | 0 | 1 | 1 | 1 | 0 | 1 | 0 | 0 | 1
EBCE | transfer_sale |  | 2020 | 11 | 0 | CONFIDENTIAL | CONFIDENTIAL | online |  | CONFIDENTIAL | CONFIDENTIAL | transfer_sale | 1 | unknown | unknown_2020_11 | 0% | 1 | CONFIDENTIAL | CONFIDENTIAL | ok | special | 0 | 0 | transfer_sale__CONFIDENTIAL | 0 | 0 | 1 | 1 | 1 | 0 | 1 | 0 | 0 | 1
EBCE | transfer_sale |  | 2020 | 11 | 0 | CONFIDENTIAL | CONFIDENTIAL | online |  | CONFIDENTIAL | CONFIDENTIAL | transfer_sale | 1 | unknown | unknown_2020_11 | 0% | 1 | CONFIDENTIAL | CONFIDENTIAL | ok | special | 0 | 0 | transfer_sale__CONFIDENTIAL | 0 | 0 | 1 | 1 | 1 | 0 | 1 | 0 | 0 | 1
SJCE | transfer_sale |  | 2020 | 8 | 0 | CONFIDENTIAL | CONFIDENTIAL | online |  | CONFIDENTIAL | CONFIDENTIAL | transfer_sale | 1 | unknown | unknown_2020_8 | 0% | 1 | CONFIDENTIAL | CONFIDENTIAL | ok | special | 0 | 0 | transfer_sale__CONFIDENTIAL | 0 | 0 | 1 | 1 | 1 | 0 | 1 | 0 | 0 | 1
SJCE | transfer_sale |  | 2020 | 9 | 0 | CONFIDENTIAL | CONFIDENTIAL | online |  | CONFIDENTIAL | CONFIDENTIAL | transfer_sale | 1 | unknown | unknown_2020_9 | 0% | 1 | CONFIDENTIAL | CONFIDENTIAL | ok | special | 0 | 0 | transfer_sale__CONFIDENTIAL | 0 | 0 | 1 | 1 | 1 | 0 | 1 | 0 | 0 | 1
SJCE | transfer_sale |  | 2020 | 10 | 0 | CONFIDENTIAL | CONFIDENTIAL | online |  | CONFIDENTIAL | CONFIDENTIAL | transfer_sale | 1 | unknown | unknown_2020_10 | 0% | 1 | CONFIDENTIAL | CONFIDENTIAL | ok | special | 0 | 0 | transfer_sale__CONFIDENTIAL | 0 | 0 | 1 | 1 | 1 | 0 | 1 | 0 | 0 | 1
SVCEA | transfer_sale |  | 2020 | 3 | 0 | CONFIDENTIAL | CONFIDENTIAL | online |  | CONFIDENTIAL | CONFIDENTIAL | transfer_sale | 1 | unknown | unknown_2020_3 | 0% | 1 | CONFIDENTIAL | CONFIDENTIAL | ok | special | 0 | 0 | transfer_sale__CONFIDENTIAL | 0 | 0 | 1 | 1 | 1 | 0 | 1 | 0 | 0 | 1
SVCEA | transfer_sale |  | 2020 | 4 | 0 | CONFIDENTIAL | CONFIDENTIAL | online |  | CONFIDENTIAL | CONFIDENTIAL | transfer_sale | 1 | unknown | unknown_2020_4 | 0% | 1 | CONFIDENTIAL | CONFIDENTIAL | ok | special | 0 | 0 | transfer_sale__CONFIDENTIAL | 0 | 0 | 1 | 1 | 1 | 0 | 1 | 0 | 0 | 1
SVCEA | transfer_sale |  | 2020 | 10 | 0 | CONFIDENTIAL | CONFIDENTIAL | online |  | CONFIDENTIAL | CONFIDENTIAL | transfer_sale | 1 | unknown | unknown_2020_10 | 0% | 1 | CONFIDENTIAL | CONFIDENTIAL | ok | special | 0 | 0 | transfer_sale__CONFIDENTIAL | 0 | 0 | 1 | 1 | 1 | 0 | 1 | 0 | 0 | 1
SVCEA | transfer_sale |  | 2020 | 10 | 0 | CONFIDENTIAL | CONFIDENTIAL | online |  | CONFIDENTIAL | CONFIDENTIAL | transfer_sale | 1 | unknown | unknown_2020_10 | 0% | 1 | CONFIDENTIAL | CONFIDENTIAL | ok | special | 0 | 0 | transfer_sale__CONFIDENTIAL | 0 | 0 | 1 | 1 | 1 | 0 | 1 | 0 | 0 | 1
PCEA | transfer_purchase |  | 2020 | 7 | 0 | CONFIDENTIAL | CONFIDENTIAL | online |  | CONFIDENTIAL | CONFIDENTIAL | transfer_purchase | 1 | unknown | unknown_2020_7 | 0% | 1 | CONFIDENTIAL | CONFIDENTIAL | ok | special | 0 | 0 | transfer_purchase__CONFIDENTIAL | 0 | 0 | 1 | 1 | 1 | 0 | 1 | 0 | 0 | 1
PCEA | transfer_purchase |  | 2020 | 8 | 0 | CONFIDENTIAL | CONFIDENTIAL | online |  | CONFIDENTIAL | CONFIDENTIAL | transfer_purchase | 1 | unknown | unknown_2020_8 | 0% | 1 | CONFIDENTIAL | CONFIDENTIAL | ok | special | 0 | 0 | transfer_purchase__CONFIDENTIAL | 0 | 0 | 1 | 1 | 1 | 0 | 1 | 0 | 0 | 1
PCEA | transfer_purchase |  | 2020 | 9 | 0 | CONFIDENTIAL | CONFIDENTIAL | online |  | CONFIDENTIAL | CONFIDENTIAL | transfer_purchase | 1 | unknown | unknown_2020_9 | 0% | 1 | CONFIDENTIAL | CONFIDENTIAL | ok | special | 0 | 0 | transfer_purchase__CONFIDENTIAL | 0 | 0 | 1 | 1 | 1 | 0 | 1 | 0 | 0 | 1
PCEA | transfer_purchase |  | 2020 | 7 | 0 | CONFIDENTIAL | CONFIDENTIAL | online |  | CONFIDENTIAL | CONFIDENTIAL | transfer_purchase | 1 | unknown | unknown_2020_7 | 0% | 1 | CONFIDENTIAL | CONFIDENTIAL | ok | special | 0 | 0 | transfer_purchase__CONFIDENTIAL | 0 | 0 | 1 | 1 | 1 | 0 | 1 | 0 | 0 | 1
PCEA | transfer_purchase |  | 2020 | 8 | 0 | CONFIDENTIAL | CONFIDENTIAL | online |  | CONFIDENTIAL | CONFIDENTIAL | transfer_purchase | 1 | unknown | unknown_2020_8 | 0% | 1 | CONFIDENTIAL | CONFIDENTIAL | ok | special | 0 | 0 | transfer_purchase__CONFIDENTIAL | 0 | 0 | 1 | 1 | 1 | 0 | 1 | 0 | 0 | 1
PCEA | transfer_purchase |  | 2020 | 8 | 0 | CONFIDENTIAL | CONFIDENTIAL | online |  | CONFIDENTIAL | CONFIDENTIAL | transfer_purchase | 1 | unknown | unknown_2020_8 | 0% | 1 | CONFIDENTIAL | CONFIDENTIAL | ok | special | 0 | 0 | transfer_purchase__CONFIDENTIAL | 0 | 0 | 1 | 1 | 1 | 0 | 1 | 0 | 0 | 1
PCEA | transfer_purchase |  | 2020 | 7 | 0 | CONFIDENTIAL | CONFIDENTIAL | online |  | CONFIDENTIAL | CONFIDENTIAL | transfer_purchase | 1 | unknown | unknown_2020_7 | 0% | 1 | CONFIDENTIAL | CONFIDENTIAL | ok | special | 0 | 0 | transfer_purchase__CONFIDENTIAL | 0 | 0 | 1 | 1 | 1 | 0 | 1 | 0 | 0 | 1
PCEA | transfer_purchase |  | 2020 | 8 | 0 | CONFIDENTIAL | CONFIDENTIAL | online |  | CONFIDENTIAL | CONFIDENTIAL | transfer_purchase | 1 | unknown | unknown_2020_8 | 0% | 1 | CONFIDENTIAL | CONFIDENTIAL | ok | special | 0 | 0 | transfer_purchase__CONFIDENTIAL | 0 | 0 | 1 | 1 | 1 | 0 | 1 | 0 | 0 | 1
PGE | transfer_sale |  | 2020 | 4 | 0 | CONFIDENTIAL | CONFIDENTIAL | online |  | CONFIDENTIAL | CONFIDENTIAL | transfer_sale | 1 | unknown | unknown_2020_4 | 0% | 1 | CONFIDENTIAL | CONFIDENTIAL | ok | special | 0 | 0 | transfer_sale__CONFIDENTIAL | 0 | 0 | 1 | 1 | 1 | 0 | 1 | 0 | 0 | 1
PGE | transfer_sale |  | 2020 | 5 | 0 | CONFIDENTIAL | CONFIDENTIAL | online |  | CONFIDENTIAL | CONFIDENTIAL | transfer_sale | 1 | unknown | unknown_2020_5 | 0% | 1 | CONFIDENTIAL | CONFIDENTIAL | ok | special | 0 | 0 | transfer_sale__CONFIDENTIAL | 0 | 0 | 1 | 1 | 1 | 0 | 1 | 0 | 0 | 1
PCEA | transfer_purchase |  | 2020 | 2 | 0 | CONFIDENTIAL | CONFIDENTIAL | online |  | CONFIDENTIAL | CONFIDENTIAL | transfer_purchase | 1 | unknown | unknown_2020_2 | 0% | 1 | CONFIDENTIAL | CONFIDENTIAL | ok | special | 0 | 0 | transfer_purchase__CONFIDENTIAL | 0 | 0 | 1 | 1 | 1 | 0 | 1 | 0 | 0 | 1
EBCE | transfer_sale |  | 2020 | 2 | 0 | CONFIDENTIAL | CONFIDENTIAL | online |  | CONFIDENTIAL | CONFIDENTIAL | transfer_sale | 1 | unknown | unknown_2020_2 | 0% | 1 | CONFIDENTIAL | CONFIDENTIAL | ok | special | 0 | 0 | transfer_sale__CONFIDENTIAL | 0 | 0 | 1 | 1 | 1 | 0 | 1 | 0 | 0 | 1
Exelon Generation Company, LLC | transfer_sale |  | 2020 | 2 | 0 | CONFIDENTIAL | CONFIDENTIAL | online |  | CONFIDENTIAL | CONFIDENTIAL | transfer_sale | 1 | unknown | unknown_2020_2 | 0% | 1 | CONFIDENTIAL | CONFIDENTIAL | ok | special | 0 | 0 | transfer_sale__CONFIDENTIAL | 0 | 0 | 1 | 1 | 1 | 0 | 1 | 0 | 0 | 1
Exelon Generation Company, LLC | transfer_sale |  | 2020 | 5 | 0 | CONFIDENTIAL | CONFIDENTIAL | online |  | CONFIDENTIAL | CONFIDENTIAL | transfer_sale | 1 | unknown | unknown_2020_5 | 0% | 1 | CONFIDENTIAL | CONFIDENTIAL | ok | special | 0 | 0 | transfer_sale__CONFIDENTIAL | 0 | 0 | 1 | 1 | 1 | 0 | 1 | 0 | 0 | 1
PCEA | transfer_purchase |  | 2020 | 3 | 0 | CONFIDENTIAL | CONFIDENTIAL | online |  | CONFIDENTIAL | CONFIDENTIAL | transfer_purchase | 1 | unknown | unknown_2020_3 | 0% | 1 | CONFIDENTIAL | CONFIDENTIAL | ok | special | 0 | 0 | transfer_purchase__CONFIDENTIAL | 0 | 0 | 1 | 1 | 1 | 0 | 1 | 0 | 0 | 1
MBCPA | transfer_sale |  | 2020 | 3 | 0 | CONFIDENTIAL | CONFIDENTIAL | online |  | CONFIDENTIAL | CONFIDENTIAL | transfer_sale | 1 | unknown | unknown_2020_3 | 0% | 1 | CONFIDENTIAL | CONFIDENTIAL | ok | special | 0 | 0 | transfer_sale__CONFIDENTIAL | 0 | 0 | 1 | 1 | 1 | 0 | 1 | 0 | 0 | 1
PCEA | transfer_purchase |  | 2020 | 9 | 0 | CONFIDENTIAL | CONFIDENTIAL | online |  | CONFIDENTIAL | CONFIDENTIAL | transfer_purchase | 1 | unknown | unknown_2020_9 | 0% | 1 | CONFIDENTIAL | CONFIDENTIAL | ok | special | 0 | 0 | transfer_purchase__CONFIDENTIAL | 0 | 0 | 1 | 1 | 1 | 0 | 1 | 0 | 0 | 1
PCEA | transfer_purchase |  | 2020 | 10 | 0 | CONFIDENTIAL | CONFIDENTIAL | online |  | CONFIDENTIAL | CONFIDENTIAL | transfer_purchase | 1 | unknown | unknown_2020_10 | 0% | 1 | CONFIDENTIAL | CONFIDENTIAL | ok | special | 0 | 0 | transfer_purchase__CONFIDENTIAL | 0 | 0 | 1 | 1 | 1 | 0 | 1 | 0 | 0 | 1
PCEA | transfer_purchase |  | 2020 | 9 | 0 | CONFIDENTIAL | CONFIDENTIAL | online |  | CONFIDENTIAL | CONFIDENTIAL | transfer_purchase | 1 | unknown | unknown_2020_9 | 0% | 1 | CONFIDENTIAL | CONFIDENTIAL | ok | special | 0 | 0 | transfer_purchase__CONFIDENTIAL | 0 | 0 | 1 | 1 | 1 | 0 | 1 | 0 | 0 | 1
PCEA | transfer_purchase |  | 2020 | 9 | 0 | CONFIDENTIAL | CONFIDENTIAL | online |  | CONFIDENTIAL | CONFIDENTIAL | transfer_purchase | 1 | unknown | unknown_2020_9 | 0% | 1 | CONFIDENTIAL | CONFIDENTIAL | ok | special | 0 | 0 | transfer_purchase__CONFIDENTIAL | 0 | 0 | 1 | 1 | 1 | 0 | 1 | 0 | 0 | 1
Calpine Energy Services, L.P. | transfer_sale |  | 2020 | 5 | 0 | CONFIDENTIAL | CONFIDENTIAL | online |  | CONFIDENTIAL | CONFIDENTIAL | transfer_sale | 1 | unknown | unknown_2020_5 | 0% | 1 | CONFIDENTIAL | CONFIDENTIAL | ok | special | 0 | 0 | transfer_sale__CONFIDENTIAL | 0 | 0 | 1 | 1 | 1 | 0 | 1 | 0 | 0 | 1
PCEA | transfer_purchase |  | 2020 | 8 | 0 | CONFIDENTIAL | CONFIDENTIAL | online |  | CONFIDENTIAL | CONFIDENTIAL | transfer_purchase | 1 | unknown | unknown_2020_8 | 0% | 1 | CONFIDENTIAL | CONFIDENTIAL | ok | special | 0 | 0 | transfer_purchase__CONFIDENTIAL | 0 | 0 | 1 | 1 | 1 | 0 | 1 | 0 | 0 | 1
PCEA | transfer_purchase |  | 2020 | 8 | 0 | CONFIDENTIAL | CONFIDENTIAL | online |  | CONFIDENTIAL | CONFIDENTIAL | transfer_purchase | 1 | unknown | unknown_2020_8 | 0% | 1 | CONFIDENTIAL | CONFIDENTIAL | ok | special | 0 | 0 | transfer_purchase__CONFIDENTIAL | 0 | 0 | 1 | 1 | 1 | 0 | 1 | 0 | 0 | 1
PCEA | transfer_purchase |  | 2020 | 9 | 0 | CONFIDENTIAL | CONFIDENTIAL | online |  | CONFIDENTIAL | CONFIDENTIAL | transfer_purchase | 1 | unknown | unknown_2020_9 | 0% | 1 | CONFIDENTIAL | CONFIDENTIAL | ok | special | 0 | 0 | transfer_purchase__CONFIDENTIAL | 0 | 0 | 1 | 1 | 1 | 0 | 1 | 0 | 0 | 1
PCEA | transfer_purchase |  | 2020 | 9 | 0 | CONFIDENTIAL | CONFIDENTIAL | online |  | CONFIDENTIAL | CONFIDENTIAL | transfer_purchase | 1 | unknown | unknown_2020_9 | 0% | 1 | CONFIDENTIAL | CONFIDENTIAL | ok | special | 0 | 0 | transfer_purchase__CONFIDENTIAL | 0 | 0 | 1 | 1 | 1 | 0 | 1 | 0 | 0 | 1
PGE | transfer_sale |  | 2020 | 8 | 0 | CONFIDENTIAL | CONFIDENTIAL | online |  | CONFIDENTIAL | CONFIDENTIAL | transfer_sale | 1 | unknown | unknown_2020_8 | 0% | 1 | CONFIDENTIAL | CONFIDENTIAL | ok | special | 0 | 0 | transfer_sale__CONFIDENTIAL | 0 | 0 | 1 | 1 | 1 | 0 | 1 | 0 | 0 | 1
PGE | transfer_sale |  | 2020 | 9 | 0 | CONFIDENTIAL | CONFIDENTIAL | online |  | CONFIDENTIAL | CONFIDENTIAL | transfer_sale | 1 | unknown | unknown_2020_9 | 0% | 1 | CONFIDENTIAL | CONFIDENTIAL | ok | special | 0 | 0 | transfer_sale__CONFIDENTIAL | 0 | 0 | 1 | 1 | 1 | 0 | 1 | 0 | 0 | 1
MBCPA | transfer_sale |  | 2020 | 4 | 0 | CONFIDENTIAL | CONFIDENTIAL | online |  | CONFIDENTIAL | CONFIDENTIAL | transfer_sale | 1 | unknown | unknown_2020_4 | 0% | 1 | CONFIDENTIAL | CONFIDENTIAL | ok | special | 0 | 0 | transfer_sale__CONFIDENTIAL | 0 | 0 | 1 | 1 | 1 | 0 | 1 | 0 | 0 | 1
PCEA | transfer_purchase |  | 2020 | 7 | 0 | CONFIDENTIAL | CONFIDENTIAL | online |  | CONFIDENTIAL | CONFIDENTIAL | transfer_purchase | 1 | unknown | unknown_2020_7 | 0% | 1 | CONFIDENTIAL | CONFIDENTIAL | ok | special | 0 | 0 | transfer_purchase__CONFIDENTIAL | 0 | 0 | 1 | 1 | 1 | 0 | 1 | 0 | 0 | 1
PCEA | transfer_purchase |  | 2020 | 8 | 0 | CONFIDENTIAL | CONFIDENTIAL | online |  | CONFIDENTIAL | CONFIDENTIAL | transfer_purchase | 1 | unknown | unknown_2020_8 | 0% | 1 | CONFIDENTIAL | CONFIDENTIAL | ok | special | 0 | 0 | transfer_purchase__CONFIDENTIAL | 0 | 0 | 1 | 1 | 1 | 0 | 1 | 0 | 0 | 1
PCEA | transfer_purchase |  | 2020 | 9 | 0 | CONFIDENTIAL | CONFIDENTIAL | online |  | CONFIDENTIAL | CONFIDENTIAL | transfer_purchase | 1 | unknown | unknown_2020_9 | 0% | 1 | CONFIDENTIAL | CONFIDENTIAL | ok | special | 0 | 0 | transfer_purchase__CONFIDENTIAL | 0 | 0 | 1 | 1 | 1 | 0 | 1 | 0 | 0 | 1
PCEA | transfer_purchase |  | 2020 | 10 | 0 | CONFIDENTIAL | CONFIDENTIAL | online |  | CONFIDENTIAL | CONFIDENTIAL | transfer_purchase | 1 | unknown | unknown_2020_10 | 0% | 1 | CONFIDENTIAL | CONFIDENTIAL | ok | special | 0 | 0 | transfer_purchase__CONFIDENTIAL | 0 | 0 | 1 | 1 | 1 | 0 | 1 | 0 | 0 | 1
PGE | transfer_sale |  | 2020 | 6 | 0 | CONFIDENTIAL | CONFIDENTIAL | online |  | CONFIDENTIAL | CONFIDENTIAL | transfer_sale | 1 | unknown | unknown_2020_6 | 0% | 1 | CONFIDENTIAL | CONFIDENTIAL | ok | special | 0 | 0 | transfer_sale__CONFIDENTIAL | 0 | 0 | 1 | 1 | 1 | 0 | 1 | 0 | 0 | 1
PGE | transfer_sale |  | 2020 | 6 | 0 | CONFIDENTIAL | CONFIDENTIAL | online |  | CONFIDENTIAL | CONFIDENTIAL | transfer_sale | 1 | unknown | unknown_2020_6 | 0% | 1 | CONFIDENTIAL | CONFIDENTIAL | ok | special | 0 | 0 | transfer_sale__CONFIDENTIAL | 0 | 0 | 1 | 1 | 1 | 0 | 1 | 0 | 0 | 1
PGE | transfer_sale |  | 2020 | 6 | 0 | CONFIDENTIAL | CONFIDENTIAL | online |  | CONFIDENTIAL | CONFIDENTIAL | transfer_sale | 1 | unknown | unknown_2020_6 | 0% | 1 | CONFIDENTIAL | CONFIDENTIAL | ok | special | 0 | 0 | transfer_sale__CONFIDENTIAL | 0 | 0 | 1 | 1 | 1 | 0 | 1 | 0 | 0 | 1
PGE | transfer_sale |  | 2020 | 6 | 0 | CONFIDENTIAL | CONFIDENTIAL | online |  | CONFIDENTIAL | CONFIDENTIAL | transfer_sale | 1 | unknown | unknown_2020_6 | 0% | 1 | CONFIDENTIAL | CONFIDENTIAL | ok | special | 0 | 0 | transfer_sale__CONFIDENTIAL | 0 | 0 | 1 | 1 | 1 | 0 | 1 | 0 | 0 | 1
PGE | transfer_sale |  | 2020 | 6 | 0 | CONFIDENTIAL | CONFIDENTIAL | online |  | CONFIDENTIAL | CONFIDENTIAL | transfer_sale | 1 | unknown | unknown_2020_6 | 0% | 1 | CONFIDENTIAL | CONFIDENTIAL | ok | special | 0 | 0 | transfer_sale__CONFIDENTIAL | 0 | 0 | 1 | 1 | 1 | 0 | 1 | 0 | 0 | 1
City of Banning | transfer_sale |  | 2020 | 7 | 0 | CONFIDENTIAL | CONFIDENTIAL | online |  | CONFIDENTIAL | CONFIDENTIAL | transfer_sale | 1 | unknown | unknown_2020_7 | 0% | 1 | CONFIDENTIAL | CONFIDENTIAL | ok | special | 0 | 0 | transfer_sale__CONFIDENTIAL | 0 | 0 | 1 | 1 | 1 | 0 | 1 | 0 | 0 | 1
VEA | transfer_sale |  | 2020 | 6 | 0 | CONFIDENTIAL | CONFIDENTIAL | online |  | CONFIDENTIAL | CONFIDENTIAL | transfer_sale | 1 | unknown | unknown_2020_6 | 0% | 1 | CONFIDENTIAL | CONFIDENTIAL | ok | special | 0 | 0 | transfer_sale__CONFIDENTIAL | 0 | 0 | 1 | 1 | 1 | 0 | 1 | 0 | 0 | 1
Exelon Generation Company, LLC | transfer_sale |  | 2020 | 7 | 0 | CONFIDENTIAL | CONFIDENTIAL | online |  | CONFIDENTIAL | CONFIDENTIAL | transfer_sale | 1 | unknown | unknown_2020_7 | 0% | 1 | CONFIDENTIAL | CONFIDENTIAL | ok | special | 0 | 0 | transfer_sale__CONFIDENTIAL | 0 | 0 | 1 | 1 | 1 | 0 | 1 | 0 | 0 | 1
Exelon Generation Company, LLC | transfer_sale |  | 2020 | 7 | 0 | CONFIDENTIAL | CONFIDENTIAL | online |  | CONFIDENTIAL | CONFIDENTIAL | transfer_sale | 1 | unknown | unknown_2020_7 | 0% | 1 | CONFIDENTIAL | CONFIDENTIAL | ok | special | 0 | 0 | transfer_sale__CONFIDENTIAL | 0 | 0 | 1 | 1 | 1 | 0 | 1 | 0 | 0 | 1
Exelon Generation Company, LLC | transfer_sale |  | 2020 | 7 | 0 | CONFIDENTIAL | CONFIDENTIAL | online |  | CONFIDENTIAL | CONFIDENTIAL | transfer_sale | 1 | unknown | unknown_2020_7 | 0% | 1 | CONFIDENTIAL | CONFIDENTIAL | ok | special | 0 | 0 | transfer_sale__CONFIDENTIAL | 0 | 0 | 1 | 1 | 1 | 0 | 1 | 0 | 0 | 1
Exelon Generation Company, LLC | transfer_sale |  | 2020 | 7 | 0 | CONFIDENTIAL | CONFIDENTIAL | online |  | CONFIDENTIAL | CONFIDENTIAL | transfer_sale | 1 | unknown | unknown_2020_7 | 0% | 1 | CONFIDENTIAL | CONFIDENTIAL | ok | special | 0 | 0 | transfer_sale__CONFIDENTIAL | 0 | 0 | 1 | 1 | 1 | 0 | 1 | 0 | 0 | 1
Exelon Generation Company, LLC | transfer_sale |  | 2020 | 8 | 0 | CONFIDENTIAL | CONFIDENTIAL | online |  | CONFIDENTIAL | CONFIDENTIAL | transfer_sale | 1 | unknown | unknown_2020_8 | 0% | 1 | CONFIDENTIAL | CONFIDENTIAL | ok | special | 0 | 0 | transfer_sale__CONFIDENTIAL | 0 | 0 | 1 | 1 | 1 | 0 | 1 | 0 | 0 | 1
PCEA | transfer_purchase |  | 2020 | 9 | 0 | CONFIDENTIAL | CONFIDENTIAL | online |  | CONFIDENTIAL | CONFIDENTIAL | transfer_purchase | 1 | unknown | unknown_2020_9 | 0% | 1 | CONFIDENTIAL | CONFIDENTIAL | ok | special | 0 | 0 | transfer_purchase__CONFIDENTIAL | 0 | 0 | 1 | 1 | 1 | 0 | 1 | 0 | 0 | 1
PCEA | transfer_purchase |  | 2020 | 10 | 0 | CONFIDENTIAL | CONFIDENTIAL | online |  | CONFIDENTIAL | CONFIDENTIAL | transfer_purchase | 1 | unknown | unknown_2020_10 | 0% | 1 | CONFIDENTIAL | CONFIDENTIAL | ok | special | 0 | 0 | transfer_purchase__CONFIDENTIAL | 0 | 0 | 1 | 1 | 1 | 0 | 1 | 0 | 0 | 1
CPSF | transfer_sale |  | 2020 | 7 | 0 | CONFIDENTIAL | CONFIDENTIAL | online |  | CONFIDENTIAL | CONFIDENTIAL | transfer_sale | 1 | unknown | unknown_2020_7 | 0% | 1 | CONFIDENTIAL | CONFIDENTIAL | ok | special | 0 | 0 | transfer_sale__CONFIDENTIAL | 0 | 0 | 1 | 1 | 1 | 0 | 1 | 0 | 0 | 1
CPSF | transfer_sale |  | 2020 | 9 | 0 | CONFIDENTIAL | CONFIDENTIAL | online |  | CONFIDENTIAL | CONFIDENTIAL | transfer_sale | 1 | unknown | unknown_2020_9 | 0% | 1 | CONFIDENTIAL | CONFIDENTIAL | ok | special | 0 | 0 | transfer_sale__CONFIDENTIAL | 0 | 0 | 1 | 1 | 1 | 0 | 1 | 0 | 0 | 1
CPSF | transfer_sale |  | 2020 | 12 | 0 | CONFIDENTIAL | CONFIDENTIAL | online |  | CONFIDENTIAL | CONFIDENTIAL | transfer_sale | 1 | unknown | unknown_2020_12 | 0% | 1 | CONFIDENTIAL | CONFIDENTIAL | ok | special | 0 | 0 | transfer_sale__CONFIDENTIAL | 0 | 0 | 1 | 1 | 1 | 0 | 1 | 0 | 0 | 1
CPSF | transfer_sale |  | 2020 | 7 | 0 | CONFIDENTIAL | CONFIDENTIAL | online |  | CONFIDENTIAL | CONFIDENTIAL | transfer_sale | 1 | unknown | unknown_2020_7 | 0% | 1 | CONFIDENTIAL | CONFIDENTIAL | ok | special | 0 | 0 | transfer_sale__CONFIDENTIAL | 0 | 0 | 1 | 1 | 1 | 0 | 1 | 0 | 0 | 1
CPSF | transfer_sale |  | 2020 | 10 | 0 | CONFIDENTIAL | CONFIDENTIAL | online |  | CONFIDENTIAL | CONFIDENTIAL | transfer_sale | 1 | unknown | unknown_2020_10 | 0% | 1 | CONFIDENTIAL | CONFIDENTIAL | ok | special | 0 | 0 | transfer_sale__CONFIDENTIAL | 0 | 0 | 1 | 1 | 1 | 0 | 1 | 0 | 0 | 1
CPSF | transfer_sale |  | 2020 | 10 | 0 | CONFIDENTIAL | CONFIDENTIAL | online |  | CONFIDENTIAL | CONFIDENTIAL | transfer_sale | 1 | unknown | unknown_2020_10 | 0% | 1 | CONFIDENTIAL | CONFIDENTIAL | ok | special | 0 | 0 | transfer_sale__CONFIDENTIAL | 0 | 0 | 1 | 1 | 1 | 0 | 1 | 0 | 0 | 1
SOMA | transfer_sale |  | 2020 | 7 | 0 | CONFIDENTIAL | CONFIDENTIAL | online |  | CONFIDENTIAL | CONFIDENTIAL | transfer_sale | 1 | unknown | unknown_2020_7 | 0% | 1 | CONFIDENTIAL | CONFIDENTIAL | ok | special | 0 | 0 | transfer_sale__CONFIDENTIAL | 0 | 0 | 1 | 1 | 1 | 0 | 1 | 0 | 0 | 1
SOMA | transfer_sale |  | 2020 | 8 | 0 | CONFIDENTIAL | CONFIDENTIAL | online |  | CONFIDENTIAL | CONFIDENTIAL | transfer_sale | 1 | unknown | unknown_2020_8 | 0% | 1 | CONFIDENTIAL | CONFIDENTIAL | ok | special | 0 | 0 | transfer_sale__CONFIDENTIAL | 0 | 0 | 1 | 1 | 1 | 0 | 1 | 0 | 0 | 1
Bolt Energy Marketing, LLC | transfer_sale |  | 2020 | 7 | 0 | CONFIDENTIAL | CONFIDENTIAL | online |  | CONFIDENTIAL | CONFIDENTIAL | transfer_sale | 1 | unknown | unknown_2020_7 | 0% | 1 | CONFIDENTIAL | CONFIDENTIAL | ok | special | 0 | 0 | transfer_sale__CONFIDENTIAL | 0 | 0 | 1 | 1 | 1 | 0 | 1 | 0 | 0 | 1
SVCEA | transfer_sale |  | 2020 | 7 | 0 | CONFIDENTIAL | CONFIDENTIAL | online |  | CONFIDENTIAL | CONFIDENTIAL | transfer_sale | 1 | unknown | unknown_2020_7 | 0% | 1 | CONFIDENTIAL | CONFIDENTIAL | ok | special | 0 | 0 | transfer_sale__CONFIDENTIAL | 0 | 0 | 1 | 1 | 1 | 0 | 1 | 0 | 0 | 1
VEA | transfer_sale |  | 2020 | 7 | 0 | CONFIDENTIAL | CONFIDENTIAL | online |  | CONFIDENTIAL | CONFIDENTIAL | transfer_sale | 1 | unknown | unknown_2020_7 | 0% | 1 | CONFIDENTIAL | CONFIDENTIAL | ok | special | 0 | 0 | transfer_sale__CONFIDENTIAL | 0 | 0 | 1 | 1 | 1 | 0 | 1 | 0 | 0 | 1
PGE | transfer_sale |  | 2020 | 7 | 0 | CONFIDENTIAL | CONFIDENTIAL | online |  | CONFIDENTIAL | CONFIDENTIAL | transfer_sale | 1 | unknown | unknown_2020_7 | 0% | 1 | CONFIDENTIAL | CONFIDENTIAL | ok | special | 0 | 0 | transfer_sale__CONFIDENTIAL | 0 | 0 | 1 | 1 | 1 | 0 | 1 | 0 | 0 | 1
SVCEA | transfer_sale |  | 2020 | 8 | 0 | CONFIDENTIAL | CONFIDENTIAL | online |  | CONFIDENTIAL | CONFIDENTIAL | transfer_sale | 1 | unknown | unknown_2020_8 | 0% | 1 | CONFIDENTIAL | CONFIDENTIAL | ok | special | 0 | 0 | transfer_sale__CONFIDENTIAL | 0 | 0 | 1 | 1 | 1 | 0 | 1 | 0 | 0 | 1
SOMA | transfer_sale |  | 2020 | 8 | 0 | CONFIDENTIAL | CONFIDENTIAL | online |  | CONFIDENTIAL | CONFIDENTIAL | transfer_sale | 1 | unknown | unknown_2020_8 | 0% | 1 | CONFIDENTIAL | CONFIDENTIAL | ok | special | 0 | 0 | transfer_sale__CONFIDENTIAL | 0 | 0 | 1 | 1 | 1 | 0 | 1 | 0 | 0 | 1
SOMA | transfer_sale |  | 2020 | 8 | 0 | CONFIDENTIAL | CONFIDENTIAL | online |  | CONFIDENTIAL | CONFIDENTIAL | transfer_sale | 1 | unknown | unknown_2020_8 | 0% | 1 | CONFIDENTIAL | CONFIDENTIAL | ok | special | 0 | 0 | transfer_sale__CONFIDENTIAL | 0 | 0 | 1 | 1 | 1 | 0 | 1 | 0 | 0 | 1
PCEA | transfer_purchase |  | 2020 | 9 | 0 | CONFIDENTIAL | CONFIDENTIAL | online |  | CONFIDENTIAL | CONFIDENTIAL | transfer_purchase | 1 | unknown | unknown_2020_9 | 0% | 1 | CONFIDENTIAL | CONFIDENTIAL | ok | special | 0 | 0 | transfer_purchase__CONFIDENTIAL | 0 | 0 | 1 | 1 | 1 | 0 | 1 | 0 | 0 | 1
VEA | transfer_sale |  | 2020 | 8 | 0 | CONFIDENTIAL | CONFIDENTIAL | online |  | CONFIDENTIAL | CONFIDENTIAL | transfer_sale | 1 | unknown | unknown_2020_8 | 0% | 1 | CONFIDENTIAL | CONFIDENTIAL | ok | special | 0 | 0 | transfer_sale__CONFIDENTIAL | 0 | 0 | 1 | 1 | 1 | 0 | 1 | 0 | 0 | 1
Bolt Energy Marketing, LLC | transfer_sale |  | 2020 | 8 | 0 | CONFIDENTIAL | CONFIDENTIAL | online |  | CONFIDENTIAL | CONFIDENTIAL | transfer_sale | 1 | unknown | unknown_2020_8 | 0% | 1 | CONFIDENTIAL | CONFIDENTIAL | ok | special | 0 | 0 | transfer_sale__CONFIDENTIAL | 0 | 0 | 1 | 1 | 1 | 0 | 1 | 0 | 0 | 1
PCEA | ELKHIL_2_PL1X3 |  | 2020 | 9 | 0 | CONFIDENTIAL | CONFIDENTIAL | online |  | CONFIDENTIAL | CONFIDENTIAL | CAISO_CCGT1 | 1 | thermal | thermal_2020_9 | 100% | 1 | CONFIDENTIAL | CONFIDENTIAL | ok | physical | 0 | 0 | ELKHIL_2_PL1X3__CONFIDENTIAL | 1 | 34 | 1 | 1 | 1 | 0 | 1 | 0 | 0 | 1
PCEA | ELKHIL_2_PL1X3 |  | 2020 | 10 | 0 | CONFIDENTIAL | CONFIDENTIAL | online |  | CONFIDENTIAL | CONFIDENTIAL | CAISO_CCGT1 | 1 | thermal | thermal_2020_10 | 100% | 1 | CONFIDENTIAL | CONFIDENTIAL | ok | physical | 0 | 0 | ELKHIL_2_PL1X3__CONFIDENTIAL | 0 | 0 | 1 | 1 | 1 | 0 | 1 | 0 | 0 | 1
PCEA | transfer_purchase |  | 2020 | 9 | 0 | CONFIDENTIAL | CONFIDENTIAL | online |  | CONFIDENTIAL | CONFIDENTIAL | transfer_purchase | 1 | unknown | unknown_2020_9 | 0% | 1 | CONFIDENTIAL | CONFIDENTIAL | ok | special | 0 | 0 | transfer_purchase__CONFIDENTIAL | 0 | 0 | 1 | 1 | 1 | 0 | 1 | 0 | 0 | 1
PCEA | transfer_purchase |  | 2020 | 9 | 0 | CONFIDENTIAL | CONFIDENTIAL | online |  | CONFIDENTIAL | CONFIDENTIAL | transfer_purchase | 1 | unknown | unknown_2020_9 | 0% | 1 | CONFIDENTIAL | CONFIDENTIAL | ok | special | 0 | 0 | transfer_purchase__CONFIDENTIAL | 0 | 0 | 1 | 1 | 1 | 0 | 1 | 0 | 0 | 1
PCEA | transfer_purchase |  | 2020 | 10 | 0 | CONFIDENTIAL | CONFIDENTIAL | online |  | CONFIDENTIAL | CONFIDENTIAL | transfer_purchase | 1 | unknown | unknown_2020_10 | 0% | 1 | CONFIDENTIAL | CONFIDENTIAL | ok | special | 0 | 0 | transfer_purchase__CONFIDENTIAL | 0 | 0 | 1 | 1 | 1 | 0 | 1 | 0 | 0 | 1
EBCE | transfer_sale |  | 2020 | 9 | 0 | CONFIDENTIAL | CONFIDENTIAL | online |  | CONFIDENTIAL | CONFIDENTIAL | transfer_sale | 1 | unknown | unknown_2020_9 | 0% | 1 | CONFIDENTIAL | CONFIDENTIAL | ok | special | 0 | 0 | transfer_sale__CONFIDENTIAL | 0 | 0 | 1 | 1 | 1 | 0 | 1 | 0 | 0 | 1
EBCE | transfer_sale |  | 2020 | 9 | 0 | CONFIDENTIAL | CONFIDENTIAL | online |  | CONFIDENTIAL | CONFIDENTIAL | transfer_sale | 1 | unknown | unknown_2020_9 | 0% | 1 | CONFIDENTIAL | CONFIDENTIAL | ok | special | 0 | 0 | transfer_sale__CONFIDENTIAL | 0 | 0 | 1 | 1 | 1 | 0 | 1 | 0 | 0 | 1
SVCEA | transfer_sale |  | 2020 | 10 | 0 | CONFIDENTIAL | CONFIDENTIAL | online |  | CONFIDENTIAL | CONFIDENTIAL | transfer_sale | 1 | unknown | unknown_2020_10 | 0% | 1 | CONFIDENTIAL | CONFIDENTIAL | ok | special | 0 | 0 | transfer_sale__CONFIDENTIAL | 0 | 0 | 1 | 1 | 1 | 0 | 1 | 0 | 0 | 1
PCEA | transfer_purchase |  | 2021 | 1 | 0 | CONFIDENTIAL | CONFIDENTIAL | online |  | CONFIDENTIAL | CONFIDENTIAL | transfer_purchase | 1 | unknown | unknown_2021_1 | 0% | 1 | CONFIDENTIAL | CONFIDENTIAL | ok | special | 0 | 0 | transfer_purchase__CONFIDENTIAL | 0 | 0 | 1 | 1 | 1 | 0 | 1 | 0 | 0 | 1
PCEA | transfer_purchase |  | 2021 | 2 | 0 | CONFIDENTIAL | CONFIDENTIAL | online |  | CONFIDENTIAL | CONFIDENTIAL | transfer_purchase | 1 | unknown | unknown_2021_2 | 0% | 1 | CONFIDENTIAL | CONFIDENTIAL | ok | special | 0 | 0 | transfer_purchase__CONFIDENTIAL | 0 | 0 | 1 | 1 | 1 | 0 | 1 | 0 | 0 | 1
PCEA | transfer_purchase |  | 2021 | 3 | 0 | CONFIDENTIAL | CONFIDENTIAL | online |  | CONFIDENTIAL | CONFIDENTIAL | transfer_purchase | 1 | unknown | unknown_2021_3 | 0% | 1 | CONFIDENTIAL | CONFIDENTIAL | ok | special | 0 | 0 | transfer_purchase__CONFIDENTIAL | 0 | 0 | 1 | 1 | 1 | 0 | 1 | 0 | 0 | 1
PCEA | transfer_purchase |  | 2021 | 4 | 0 | CONFIDENTIAL | CONFIDENTIAL | online |  | CONFIDENTIAL | CONFIDENTIAL | transfer_purchase | 1 | unknown | unknown_2021_4 | 0% | 1 | CONFIDENTIAL | CONFIDENTIAL | ok | special | 0 | 0 | transfer_purchase__CONFIDENTIAL | 0 | 0 | 1 | 1 | 1 | 0 | 1 | 0 | 0 | 1
PCEA | transfer_purchase |  | 2021 | 5 | 0 | CONFIDENTIAL | CONFIDENTIAL | online |  | CONFIDENTIAL | CONFIDENTIAL | transfer_purchase | 1 | unknown | unknown_2021_5 | 0% | 1 | CONFIDENTIAL | CONFIDENTIAL | ok | special | 0 | 0 | transfer_purchase__CONFIDENTIAL | 0 | 0 | 1 | 1 | 1 | 0 | 1 | 0 | 0 | 1
PCEA | transfer_purchase |  | 2021 | 6 | 0 | CONFIDENTIAL | CONFIDENTIAL | online |  | CONFIDENTIAL | CONFIDENTIAL | transfer_purchase | 1 | unknown | unknown_2021_6 | 0% | 1 | CONFIDENTIAL | CONFIDENTIAL | ok | special | 0 | 0 | transfer_purchase__CONFIDENTIAL | 0 | 0 | 1 | 1 | 1 | 0 | 1 | 0 | 0 | 1
PCEA | transfer_purchase |  | 2021 | 7 | 0 | CONFIDENTIAL | CONFIDENTIAL | online |  | CONFIDENTIAL | CONFIDENTIAL | transfer_purchase | 1 | unknown | unknown_2021_7 | 0% | 1 | CONFIDENTIAL | CONFIDENTIAL | ok | special | 0 | 0 | transfer_purchase__CONFIDENTIAL | 0 | 0 | 1 | 1 | 1 | 0 | 1 | 0 | 0 | 1
PCEA | transfer_purchase |  | 2021 | 8 | 0 | CONFIDENTIAL | CONFIDENTIAL | online |  | CONFIDENTIAL | CONFIDENTIAL | transfer_purchase | 1 | unknown | unknown_2021_8 | 0% | 1 | CONFIDENTIAL | CONFIDENTIAL | ok | special | 0 | 0 | transfer_purchase__CONFIDENTIAL | 0 | 0 | 1 | 1 | 1 | 0 | 1 | 0 | 0 | 1
PCEA | transfer_purchase |  | 2021 | 9 | 0 | CONFIDENTIAL | CONFIDENTIAL | online |  | CONFIDENTIAL | CONFIDENTIAL | transfer_purchase | 1 | unknown | unknown_2021_9 | 0% | 1 | CONFIDENTIAL | CONFIDENTIAL | ok | special | 0 | 0 | transfer_purchase__CONFIDENTIAL | 0 | 0 | 1 | 1 | 1 | 0 | 1 | 0 | 0 | 1
PCEA | transfer_purchase |  | 2021 | 10 | 0 | CONFIDENTIAL | CONFIDENTIAL | online |  | CONFIDENTIAL | CONFIDENTIAL | transfer_purchase | 1 | unknown | unknown_2021_10 | 0% | 1 | CONFIDENTIAL | CONFIDENTIAL | ok | special | 0 | 0 | transfer_purchase__CONFIDENTIAL | 0 | 0 | 1 | 1 | 1 | 0 | 1 | 0 | 0 | 1
PCEA | transfer_purchase |  | 2021 | 11 | 0 | CONFIDENTIAL | CONFIDENTIAL | online |  | CONFIDENTIAL | CONFIDENTIAL | transfer_purchase | 1 | unknown | unknown_2021_11 | 0% | 1 | CONFIDENTIAL | CONFIDENTIAL | ok | special | 0 | 0 | transfer_purchase__CONFIDENTIAL | 0 | 0 | 1 | 1 | 1 | 0 | 1 | 0 | 0 | 1
PCEA | transfer_purchase |  | 2021 | 12 | 0 | CONFIDENTIAL | CONFIDENTIAL | online |  | CONFIDENTIAL | CONFIDENTIAL | transfer_purchase | 1 | unknown | unknown_2021_12 | 0% | 1 | CONFIDENTIAL | CONFIDENTIAL | ok | special | 0 | 0 | transfer_purchase__CONFIDENTIAL | 0 | 0 | 1 | 1 | 1 | 0 | 1 | 0 | 0 | 1
PCEA | transfer_purchase |  | 2021 | 1 | 0 | CONFIDENTIAL | CONFIDENTIAL | online |  | CONFIDENTIAL | CONFIDENTIAL | transfer_purchase | 1 | unknown | unknown_2021_1 | 0% | 1 | CONFIDENTIAL | CONFIDENTIAL | ok | special | 0 | 0 | transfer_purchase__CONFIDENTIAL | 0 | 0 | 1 | 1 | 1 | 0 | 1 | 0 | 0 | 1
PCEA | transfer_purchase |  | 2021 | 2 | 0 | CONFIDENTIAL | CONFIDENTIAL | online |  | CONFIDENTIAL | CONFIDENTIAL | transfer_purchase | 1 | unknown | unknown_2021_2 | 0% | 1 | CONFIDENTIAL | CONFIDENTIAL | ok | special | 0 | 0 | transfer_purchase__CONFIDENTIAL | 0 | 0 | 1 | 1 | 1 | 0 | 1 | 0 | 0 | 1
PCEA | transfer_purchase |  | 2021 | 3 | 0 | CONFIDENTIAL | CONFIDENTIAL | online |  | CONFIDENTIAL | CONFIDENTIAL | transfer_purchase | 1 | unknown | unknown_2021_3 | 0% | 1 | CONFIDENTIAL | CONFIDENTIAL | ok | special | 0 | 0 | transfer_purchase__CONFIDENTIAL | 0 | 0 | 1 | 1 | 1 | 0 | 1 | 0 | 0 | 1
PCEA | transfer_purchase |  | 2021 | 4 | 0 | CONFIDENTIAL | CONFIDENTIAL | online |  | CONFIDENTIAL | CONFIDENTIAL | transfer_purchase | 1 | unknown | unknown_2021_4 | 0% | 1 | CONFIDENTIAL | CONFIDENTIAL | ok | special | 0 | 0 | transfer_purchase__CONFIDENTIAL | 0 | 0 | 1 | 1 | 1 | 0 | 1 | 0 | 0 | 1
PCEA | transfer_purchase |  | 2021 | 5 | 0 | CONFIDENTIAL | CONFIDENTIAL | online |  | CONFIDENTIAL | CONFIDENTIAL | transfer_purchase | 1 | unknown | unknown_2021_5 | 0% | 1 | CONFIDENTIAL | CONFIDENTIAL | ok | special | 0 | 0 | transfer_purchase__CONFIDENTIAL | 0 | 0 | 1 | 1 | 1 | 0 | 1 | 0 | 0 | 1
PCEA | transfer_purchase |  | 2021 | 6 | 0 | CONFIDENTIAL | CONFIDENTIAL | online |  | CONFIDENTIAL | CONFIDENTIAL | transfer_purchase | 1 | unknown | unknown_2021_6 | 0% | 1 | CONFIDENTIAL | CONFIDENTIAL | ok | special | 0 | 0 | transfer_purchase__CONFIDENTIAL | 0 | 0 | 1 | 1 | 1 | 0 | 1 | 0 | 0 | 1
PCEA | transfer_purchase |  | 2021 | 7 | 0 | CONFIDENTIAL | CONFIDENTIAL | online |  | CONFIDENTIAL | CONFIDENTIAL | transfer_purchase | 1 | unknown | unknown_2021_7 | 0% | 1 | CONFIDENTIAL | CONFIDENTIAL | ok | special | 0 | 0 | transfer_purchase__CONFIDENTIAL | 0 | 0 | 1 | 1 | 1 | 0 | 1 | 0 | 0 | 1
PCEA | transfer_purchase |  | 2021 | 8 | 0 | CONFIDENTIAL | CONFIDENTIAL | online |  | CONFIDENTIAL | CONFIDENTIAL | transfer_purchase | 1 | unknown | unknown_2021_8 | 0% | 1 | CONFIDENTIAL | CONFIDENTIAL | ok | special | 0 | 0 | transfer_purchase__CONFIDENTIAL | 0 | 0 | 1 | 1 | 1 | 0 | 1 | 0 | 0 | 1
PCEA | transfer_purchase |  | 2021 | 9 | 0 | CONFIDENTIAL | CONFIDENTIAL | online |  | CONFIDENTIAL | CONFIDENTIAL | transfer_purchase | 1 | unknown | unknown_2021_9 | 0% | 1 | CONFIDENTIAL | CONFIDENTIAL | ok | special | 0 | 0 | transfer_purchase__CONFIDENTIAL | 0 | 0 | 1 | 1 | 1 | 0 | 1 | 0 | 0 | 1
PCEA | transfer_purchase |  | 2021 | 10 | 0 | CONFIDENTIAL | CONFIDENTIAL | online |  | CONFIDENTIAL | CONFIDENTIAL | transfer_purchase | 1 | unknown | unknown_2021_10 | 0% | 1 | CONFIDENTIAL | CONFIDENTIAL | ok | special | 0 | 0 | transfer_purchase__CONFIDENTIAL | 0 | 0 | 1 | 1 | 1 | 0 | 1 | 0 | 0 | 1
PCEA | transfer_purchase |  | 2021 | 11 | 0 | CONFIDENTIAL | CONFIDENTIAL | online |  | CONFIDENTIAL | CONFIDENTIAL | transfer_purchase | 1 | unknown | unknown_2021_11 | 0% | 1 | CONFIDENTIAL | CONFIDENTIAL | ok | special | 0 | 0 | transfer_purchase__CONFIDENTIAL | 0 | 0 | 1 | 1 | 1 | 0 | 1 | 0 | 0 | 1
PCEA | transfer_purchase |  | 2021 | 12 | 0 | CONFIDENTIAL | CONFIDENTIAL | online |  | CONFIDENTIAL | CONFIDENTIAL | transfer_purchase | 1 | unknown | unknown_2021_12 | 0% | 1 | CONFIDENTIAL | CONFIDENTIAL | ok | special | 0 | 0 | transfer_purchase__CONFIDENTIAL | 0 | 0 | 1 | 1 | 1 | 0 | 1 | 0 | 0 | 1
PCEA | transfer_purchase |  | 2021 | 1 | 0 | CONFIDENTIAL | CONFIDENTIAL | online |  | CONFIDENTIAL | CONFIDENTIAL | transfer_purchase | 1 | unknown | unknown_2021_1 | 0% | 1 | CONFIDENTIAL | CONFIDENTIAL | ok | special | 0 | 0 | transfer_purchase__CONFIDENTIAL | 0 | 0 | 1 | 1 | 1 | 0 | 1 | 0 | 0 | 1
PCEA | transfer_purchase |  | 2021 | 2 | 0 | CONFIDENTIAL | CONFIDENTIAL | online |  | CONFIDENTIAL | CONFIDENTIAL | transfer_purchase | 1 | unknown | unknown_2021_2 | 0% | 1 | CONFIDENTIAL | CONFIDENTIAL | ok | special | 0 | 0 | transfer_purchase__CONFIDENTIAL | 0 | 0 | 1 | 1 | 1 | 0 | 1 | 0 | 0 | 1
PCEA | transfer_purchase |  | 2021 | 3 | 0 | CONFIDENTIAL | CONFIDENTIAL | online |  | CONFIDENTIAL | CONFIDENTIAL | transfer_purchase | 1 | unknown | unknown_2021_3 | 0% | 1 | CONFIDENTIAL | CONFIDENTIAL | ok | special | 0 | 0 | transfer_purchase__CONFIDENTIAL | 0 | 0 | 1 | 1 | 1 | 0 | 1 | 0 | 0 | 1
PCEA | transfer_purchase |  | 2021 | 4 | 0 | CONFIDENTIAL | CONFIDENTIAL | online |  | CONFIDENTIAL | CONFIDENTIAL | transfer_purchase | 1 | unknown | unknown_2021_4 | 0% | 1 | CONFIDENTIAL | CONFIDENTIAL | ok | special | 0 | 0 | transfer_purchase__CONFIDENTIAL | 0 | 0 | 1 | 1 | 1 | 0 | 1 | 0 | 0 | 1
PCEA | transfer_purchase |  | 2021 | 5 | 0 | CONFIDENTIAL | CONFIDENTIAL | online |  | CONFIDENTIAL | CONFIDENTIAL | transfer_purchase | 1 | unknown | unknown_2021_5 | 0% | 1 | CONFIDENTIAL | CONFIDENTIAL | ok | special | 0 | 0 | transfer_purchase__CONFIDENTIAL | 0 | 0 | 1 | 1 | 1 | 0 | 1 | 0 | 0 | 1
PCEA | transfer_purchase |  | 2021 | 6 | 0 | CONFIDENTIAL | CONFIDENTIAL | online |  | CONFIDENTIAL | CONFIDENTIAL | transfer_purchase | 1 | unknown | unknown_2021_6 | 0% | 1 | CONFIDENTIAL | CONFIDENTIAL | ok | special | 0 | 0 | transfer_purchase__CONFIDENTIAL | 0 | 0 | 1 | 1 | 1 | 0 | 1 | 0 | 0 | 1
PCEA | transfer_purchase |  | 2021 | 7 | 0 | CONFIDENTIAL | CONFIDENTIAL | online |  | CONFIDENTIAL | CONFIDENTIAL | transfer_purchase | 1 | unknown | unknown_2021_7 | 0% | 1 | CONFIDENTIAL | CONFIDENTIAL | ok | special | 0 | 0 | transfer_purchase__CONFIDENTIAL | 0 | 0 | 1 | 1 | 1 | 0 | 1 | 0 | 0 | 1
PCEA | transfer_purchase |  | 2021 | 8 | 0 | CONFIDENTIAL | CONFIDENTIAL | online |  | CONFIDENTIAL | CONFIDENTIAL | transfer_purchase | 1 | unknown | unknown_2021_8 | 0% | 1 | CONFIDENTIAL | CONFIDENTIAL | ok | special | 0 | 0 | transfer_purchase__CONFIDENTIAL | 0 | 0 | 1 | 1 | 1 | 0 | 1 | 0 | 0 | 1
PCEA | transfer_purchase |  | 2021 | 9 | 0 | CONFIDENTIAL | CONFIDENTIAL | online |  | CONFIDENTIAL | CONFIDENTIAL | transfer_purchase | 1 | unknown | unknown_2021_9 | 0% | 1 | CONFIDENTIAL | CONFIDENTIAL | ok | special | 0 | 0 | transfer_purchase__CONFIDENTIAL | 0 | 0 | 1 | 1 | 1 | 0 | 1 | 0 | 0 | 1
PCEA | transfer_purchase |  | 2021 | 10 | 0 | CONFIDENTIAL | CONFIDENTIAL | online |  | CONFIDENTIAL | CONFIDENTIAL | transfer_purchase | 1 | unknown | unknown_2021_10 | 0% | 1 | CONFIDENTIAL | CONFIDENTIAL | ok | special | 0 | 0 | transfer_purchase__CONFIDENTIAL | 0 | 0 | 1 | 1 | 1 | 0 | 1 | 0 | 0 | 1
PCEA | transfer_purchase |  | 2021 | 11 | 0 | CONFIDENTIAL | CONFIDENTIAL | online |  | CONFIDENTIAL | CONFIDENTIAL | transfer_purchase | 1 | unknown | unknown_2021_11 | 0% | 1 | CONFIDENTIAL | CONFIDENTIAL | ok | special | 0 | 0 | transfer_purchase__CONFIDENTIAL | 0 | 0 | 1 | 1 | 1 | 0 | 1 | 0 | 0 | 1
PCEA | transfer_purchase |  | 2021 | 12 | 0 | CONFIDENTIAL | CONFIDENTIAL | online |  | CONFIDENTIAL | CONFIDENTIAL | transfer_purchase | 1 | unknown | unknown_2021_12 | 0% | 1 | CONFIDENTIAL | CONFIDENTIAL | ok | special | 0 | 0 | transfer_purchase__CONFIDENTIAL | 0 | 0 | 1 | 1 | 1 | 0 | 1 | 0 | 0 | 1
PCEA | transfer_purchase |  | 2021 | 12 | 0 | CONFIDENTIAL | CONFIDENTIAL | online |  | CONFIDENTIAL | CONFIDENTIAL | transfer_purchase | 1 | unknown | unknown_2021_12 | 0% | 1 | CONFIDENTIAL | CONFIDENTIAL | ok | special | 0 | 0 | transfer_purchase__CONFIDENTIAL | 0 | 0 | 1 | 1 | 1 | 0 | 1 | 0 | 0 | 1
PCEA | transfer_purchase |  | 2021 | 1 | 0 | CONFIDENTIAL | CONFIDENTIAL | online |  | CONFIDENTIAL | CONFIDENTIAL | transfer_purchase | 1 | unknown | unknown_2021_1 | 0% | 1 | CONFIDENTIAL | CONFIDENTIAL | ok | special | 0 | 0 | transfer_purchase__CONFIDENTIAL | 0 | 0 | 1 | 1 | 1 | 0 | 1 | 0 | 0 | 1
PCEA | transfer_purchase |  | 2021 | 2 | 0 | CONFIDENTIAL | CONFIDENTIAL | online |  | CONFIDENTIAL | CONFIDENTIAL | transfer_purchase | 1 | unknown | unknown_2021_2 | 0% | 1 | CONFIDENTIAL | CONFIDENTIAL | ok | special | 0 | 0 | transfer_purchase__CONFIDENTIAL | 0 | 0 | 1 | 1 | 1 | 0 | 1 | 0 | 0 | 1
PCEA | transfer_purchase |  | 2021 | 3 | 0 | CONFIDENTIAL | CONFIDENTIAL | online |  | CONFIDENTIAL | CONFIDENTIAL | transfer_purchase | 1 | unknown | unknown_2021_3 | 0% | 1 | CONFIDENTIAL | CONFIDENTIAL | ok | special | 0 | 0 | transfer_purchase__CONFIDENTIAL | 0 | 0 | 1 | 1 | 1 | 0 | 1 | 0 | 0 | 1
PCEA | transfer_purchase |  | 2021 | 4 | 0 | CONFIDENTIAL | CONFIDENTIAL | online |  | CONFIDENTIAL | CONFIDENTIAL | transfer_purchase | 1 | unknown | unknown_2021_4 | 0% | 1 | CONFIDENTIAL | CONFIDENTIAL | ok | special | 0 | 0 | transfer_purchase__CONFIDENTIAL | 0 | 0 | 1 | 1 | 1 | 0 | 1 | 0 | 0 | 1
PCEA | transfer_purchase |  | 2021 | 5 | 0 | CONFIDENTIAL | CONFIDENTIAL | online |  | CONFIDENTIAL | CONFIDENTIAL | transfer_purchase | 1 | unknown | unknown_2021_5 | 0% | 1 | CONFIDENTIAL | CONFIDENTIAL | ok | special | 0 | 0 | transfer_purchase__CONFIDENTIAL | 0 | 0 | 1 | 1 | 1 | 0 | 1 | 0 | 0 | 1
PCEA | transfer_purchase |  | 2021 | 5 | 0 | CONFIDENTIAL | CONFIDENTIAL | online |  | CONFIDENTIAL | CONFIDENTIAL | transfer_purchase | 1 | unknown | unknown_2021_5 | 0% | 1 | CONFIDENTIAL | CONFIDENTIAL | ok | special | 0 | 0 | transfer_purchase__CONFIDENTIAL | 0 | 0 | 1 | 1 | 1 | 0 | 1 | 0 | 0 | 1
PCEA | transfer_purchase |  | 2021 | 5 | 0 | CONFIDENTIAL | CONFIDENTIAL | online |  | CONFIDENTIAL | CONFIDENTIAL | transfer_purchase | 1 | unknown | unknown_2021_5 | 0% | 1 | CONFIDENTIAL | CONFIDENTIAL | ok | special | 0 | 0 | transfer_purchase__CONFIDENTIAL | 0 | 0 | 1 | 1 | 1 | 0 | 1 | 0 | 0 | 1
PCEA | transfer_purchase |  | 2021 | 6 | 0 | CONFIDENTIAL | CONFIDENTIAL | online |  | CONFIDENTIAL | CONFIDENTIAL | transfer_purchase | 1 | unknown | unknown_2021_6 | 0% | 1 | CONFIDENTIAL | CONFIDENTIAL | ok | special | 0 | 0 | transfer_purchase__CONFIDENTIAL | 0 | 0 | 1 | 1 | 1 | 0 | 1 | 0 | 0 | 1
PCEA | transfer_purchase |  | 2021 | 6 | 0 | CONFIDENTIAL | CONFIDENTIAL | online |  | CONFIDENTIAL | CONFIDENTIAL | transfer_purchase | 1 | unknown | unknown_2021_6 | 0% | 1 | CONFIDENTIAL | CONFIDENTIAL | ok | special | 0 | 0 | transfer_purchase__CONFIDENTIAL | 0 | 0 | 1 | 1 | 1 | 0 | 1 | 0 | 0 | 1
PCEA | transfer_purchase |  | 2021 | 7 | 0 | CONFIDENTIAL | CONFIDENTIAL | online |  | CONFIDENTIAL | CONFIDENTIAL | transfer_purchase | 1 | unknown | unknown_2021_7 | 0% | 1 | CONFIDENTIAL | CONFIDENTIAL | ok | special | 0 | 0 | transfer_purchase__CONFIDENTIAL | 0 | 0 | 1 | 1 | 1 | 0 | 1 | 0 | 0 | 1
PCEA | transfer_purchase |  | 2021 | 7 | 0 | CONFIDENTIAL | CONFIDENTIAL | online |  | CONFIDENTIAL | CONFIDENTIAL | transfer_purchase | 1 | unknown | unknown_2021_7 | 0% | 1 | CONFIDENTIAL | CONFIDENTIAL | ok | special | 0 | 0 | transfer_purchase__CONFIDENTIAL | 0 | 0 | 1 | 1 | 1 | 0 | 1 | 0 | 0 | 1
PCEA | transfer_purchase |  | 2021 | 8 | 0 | CONFIDENTIAL | CONFIDENTIAL | online |  | CONFIDENTIAL | CONFIDENTIAL | transfer_purchase | 1 | unknown | unknown_2021_8 | 0% | 1 | CONFIDENTIAL | CONFIDENTIAL | ok | special | 0 | 0 | transfer_purchase__CONFIDENTIAL | 0 | 0 | 1 | 1 | 1 | 0 | 1 | 0 | 0 | 1
PCEA | transfer_purchase |  | 2021 | 8 | 0 | CONFIDENTIAL | CONFIDENTIAL | online |  | CONFIDENTIAL | CONFIDENTIAL | transfer_purchase | 1 | unknown | unknown_2021_8 | 0% | 1 | CONFIDENTIAL | CONFIDENTIAL | ok | special | 0 | 0 | transfer_purchase__CONFIDENTIAL | 0 | 0 | 1 | 1 | 1 | 0 | 1 | 0 | 0 | 1
PCEA | transfer_purchase |  | 2021 | 8 | 0 | CONFIDENTIAL | CONFIDENTIAL | online |  | CONFIDENTIAL | CONFIDENTIAL | transfer_purchase | 1 | unknown | unknown_2021_8 | 0% | 1 | CONFIDENTIAL | CONFIDENTIAL | ok | special | 0 | 0 | transfer_purchase__CONFIDENTIAL | 0 | 0 | 1 | 1 | 1 | 0 | 1 | 0 | 0 | 1
PCEA | transfer_purchase |  | 2021 | 9 | 0 | CONFIDENTIAL | CONFIDENTIAL | online |  | CONFIDENTIAL | CONFIDENTIAL | transfer_purchase | 1 | unknown | unknown_2021_9 | 0% | 1 | CONFIDENTIAL | CONFIDENTIAL | ok | special | 0 | 0 | transfer_purchase__CONFIDENTIAL | 0 | 0 | 1 | 1 | 1 | 0 | 1 | 0 | 0 | 1
PCEA | transfer_purchase |  | 2021 | 10 | 0 | CONFIDENTIAL | CONFIDENTIAL | online |  | CONFIDENTIAL | CONFIDENTIAL | transfer_purchase | 1 | unknown | unknown_2021_10 | 0% | 1 | CONFIDENTIAL | CONFIDENTIAL | ok | special | 0 | 0 | transfer_purchase__CONFIDENTIAL | 0 | 0 | 1 | 1 | 1 | 0 | 1 | 0 | 0 | 1
PCEA | transfer_purchase |  | 2021 | 11 | 0 | CONFIDENTIAL | CONFIDENTIAL | online |  | CONFIDENTIAL | CONFIDENTIAL | transfer_purchase | 1 | unknown | unknown_2021_11 | 0% | 1 | CONFIDENTIAL | CONFIDENTIAL | ok | special | 0 | 0 | transfer_purchase__CONFIDENTIAL | 0 | 0 | 1 | 1 | 1 | 0 | 1 | 0 | 0 | 1
PCEA | transfer_purchase |  | 2021 | 12 | 0 | CONFIDENTIAL | CONFIDENTIAL | online |  | CONFIDENTIAL | CONFIDENTIAL | transfer_purchase | 1 | unknown | unknown_2021_12 | 0% | 1 | CONFIDENTIAL | CONFIDENTIAL | ok | special | 0 | 0 | transfer_purchase__CONFIDENTIAL | 0 | 0 | 1 | 1 | 1 | 0 | 1 | 0 | 0 | 1
PCEA | transfer_purchase |  | 2021 | 1 | 0 | CONFIDENTIAL | CONFIDENTIAL | online |  | CONFIDENTIAL | CONFIDENTIAL | transfer_purchase | 1 | unknown | unknown_2021_1 | 0% | 1 | CONFIDENTIAL | CONFIDENTIAL | ok | special | 0 | 0 | transfer_purchase__CONFIDENTIAL | 0 | 0 | 1 | 1 | 1 | 0 | 1 | 0 | 0 | 1
PCEA | transfer_purchase |  | 2021 | 2 | 0 | CONFIDENTIAL | CONFIDENTIAL | online |  | CONFIDENTIAL | CONFIDENTIAL | transfer_purchase | 1 | unknown | unknown_2021_2 | 0% | 1 | CONFIDENTIAL | CONFIDENTIAL | ok | special | 0 | 0 | transfer_purchase__CONFIDENTIAL | 0 | 0 | 1 | 1 | 1 | 0 | 1 | 0 | 0 | 1
PCEA | transfer_purchase |  | 2021 | 3 | 0 | CONFIDENTIAL | CONFIDENTIAL | online |  | CONFIDENTIAL | CONFIDENTIAL | transfer_purchase | 1 | unknown | unknown_2021_3 | 0% | 1 | CONFIDENTIAL | CONFIDENTIAL | ok | special | 0 | 0 | transfer_purchase__CONFIDENTIAL | 0 | 0 | 1 | 1 | 1 | 0 | 1 | 0 | 0 | 1
PCEA | transfer_purchase |  | 2021 | 4 | 0 | CONFIDENTIAL | CONFIDENTIAL | online |  | CONFIDENTIAL | CONFIDENTIAL | transfer_purchase | 1 | unknown | unknown_2021_4 | 0% | 1 | CONFIDENTIAL | CONFIDENTIAL | ok | special | 0 | 0 | transfer_purchase__CONFIDENTIAL | 0 | 0 | 1 | 1 | 1 | 0 | 1 | 0 | 0 | 1
PCEA | transfer_purchase |  | 2021 | 5 | 0 | CONFIDENTIAL | CONFIDENTIAL | online |  | CONFIDENTIAL | CONFIDENTIAL | transfer_purchase | 1 | unknown | unknown_2021_5 | 0% | 1 | CONFIDENTIAL | CONFIDENTIAL | ok | special | 0 | 0 | transfer_purchase__CONFIDENTIAL | 0 | 0 | 1 | 1 | 1 | 0 | 1 | 0 | 0 | 1
PCEA | transfer_purchase |  | 2021 | 6 | 0 | CONFIDENTIAL | CONFIDENTIAL | online |  | CONFIDENTIAL | CONFIDENTIAL | transfer_purchase | 1 | unknown | unknown_2021_6 | 0% | 1 | CONFIDENTIAL | CONFIDENTIAL | ok | special | 0 | 0 | transfer_purchase__CONFIDENTIAL | 0 | 0 | 1 | 1 | 1 | 0 | 1 | 0 | 0 | 1
PCEA | transfer_purchase |  | 2021 | 7 | 0 | CONFIDENTIAL | CONFIDENTIAL | online |  | CONFIDENTIAL | CONFIDENTIAL | transfer_purchase | 1 | unknown | unknown_2021_7 | 0% | 1 | CONFIDENTIAL | CONFIDENTIAL | ok | special | 0 | 0 | transfer_purchase__CONFIDENTIAL | 0 | 0 | 1 | 1 | 1 | 0 | 1 | 0 | 0 | 1
PCEA | transfer_purchase |  | 2021 | 8 | 0 | CONFIDENTIAL | CONFIDENTIAL | online |  | CONFIDENTIAL | CONFIDENTIAL | transfer_purchase | 1 | unknown | unknown_2021_8 | 0% | 1 | CONFIDENTIAL | CONFIDENTIAL | ok | special | 0 | 0 | transfer_purchase__CONFIDENTIAL | 0 | 0 | 1 | 1 | 1 | 0 | 1 | 0 | 0 | 1
PCEA | transfer_purchase |  | 2021 | 9 | 0 | CONFIDENTIAL | CONFIDENTIAL | online |  | CONFIDENTIAL | CONFIDENTIAL | transfer_purchase | 1 | unknown | unknown_2021_9 | 0% | 1 | CONFIDENTIAL | CONFIDENTIAL | ok | special | 0 | 0 | transfer_purchase__CONFIDENTIAL | 0 | 0 | 1 | 1 | 1 | 0 | 1 | 0 | 0 | 1
PCEA | transfer_purchase |  | 2021 | 10 | 0 | CONFIDENTIAL | CONFIDENTIAL | online |  | CONFIDENTIAL | CONFIDENTIAL | transfer_purchase | 1 | unknown | unknown_2021_10 | 0% | 1 | CONFIDENTIAL | CONFIDENTIAL | ok | special | 0 | 0 | transfer_purchase__CONFIDENTIAL | 0 | 0 | 1 | 1 | 1 | 0 | 1 | 0 | 0 | 1
PCEA | transfer_purchase |  | 2021 | 11 | 0 | CONFIDENTIAL | CONFIDENTIAL | online |  | CONFIDENTIAL | CONFIDENTIAL | transfer_purchase | 1 | unknown | unknown_2021_11 | 0% | 1 | CONFIDENTIAL | CONFIDENTIAL | ok | special | 0 | 0 | transfer_purchase__CONFIDENTIAL | 0 | 0 | 1 | 1 | 1 | 0 | 1 | 0 | 0 | 1
PCEA | transfer_purchase |  | 2021 | 12 | 0 | CONFIDENTIAL | CONFIDENTIAL | online |  | CONFIDENTIAL | CONFIDENTIAL | transfer_purchase | 1 | unknown | unknown_2021_12 | 0% | 1 | CONFIDENTIAL | CONFIDENTIAL | ok | special | 0 | 0 | transfer_purchase__CONFIDENTIAL | 0 | 0 | 1 | 1 | 1 | 0 | 1 | 0 | 0 | 1
PCEA | transfer_purchase |  | 2021 | 6 | 0 | CONFIDENTIAL | CONFIDENTIAL | online |  | CONFIDENTIAL | CONFIDENTIAL | transfer_purchase | 1 | unknown | unknown_2021_6 | 0% | 1 | CONFIDENTIAL | CONFIDENTIAL | ok | special | 0 | 0 | transfer_purchase__CONFIDENTIAL | 0 | 0 | 1 | 1 | 1 | 0 | 1 | 0 | 0 | 1
PCEA | transfer_purchase |  | 2021 | 7 | 0 | CONFIDENTIAL | CONFIDENTIAL | online |  | CONFIDENTIAL | CONFIDENTIAL | transfer_purchase | 1 | unknown | unknown_2021_7 | 0% | 1 | CONFIDENTIAL | CONFIDENTIAL | ok | special | 0 | 0 | transfer_purchase__CONFIDENTIAL | 0 | 0 | 1 | 1 | 1 | 0 | 1 | 0 | 0 | 1
PCEA | transfer_purchase |  | 2021 | 1 | 0 | CONFIDENTIAL | CONFIDENTIAL | online |  | CONFIDENTIAL | CONFIDENTIAL | transfer_purchase | 1 | unknown | unknown_2021_1 | 0% | 1 | CONFIDENTIAL | CONFIDENTIAL | ok | special | 0 | 0 | transfer_purchase__CONFIDENTIAL | 0 | 0 | 1 | 1 | 1 | 0 | 1 | 0 | 0 | 1
PCEA | transfer_purchase |  | 2021 | 1 | 0 | CONFIDENTIAL | CONFIDENTIAL | online |  | CONFIDENTIAL | CONFIDENTIAL | transfer_purchase | 1 | unknown | unknown_2021_1 | 0% | 1 | CONFIDENTIAL | CONFIDENTIAL | ok | special | 0 | 0 | transfer_purchase__CONFIDENTIAL | 0 | 0 | 1 | 1 | 1 | 0 | 1 | 0 | 0 | 1
PCEA | transfer_purchase |  | 2021 | 2 | 0 | CONFIDENTIAL | CONFIDENTIAL | online |  | CONFIDENTIAL | CONFIDENTIAL | transfer_purchase | 1 | unknown | unknown_2021_2 | 0% | 1 | CONFIDENTIAL | CONFIDENTIAL | ok | special | 0 | 0 | transfer_purchase__CONFIDENTIAL | 0 | 0 | 1 | 1 | 1 | 0 | 1 | 0 | 0 | 1
PCEA | transfer_purchase |  | 2021 | 2 | 0 | CONFIDENTIAL | CONFIDENTIAL | online |  | CONFIDENTIAL | CONFIDENTIAL | transfer_purchase | 1 | unknown | unknown_2021_2 | 0% | 1 | CONFIDENTIAL | CONFIDENTIAL | ok | special | 0 | 0 | transfer_purchase__CONFIDENTIAL | 0 | 0 | 1 | 1 | 1 | 0 | 1 | 0 | 0 | 1
PCEA | transfer_purchase |  | 2021 | 3 | 0 | CONFIDENTIAL | CONFIDENTIAL | online |  | CONFIDENTIAL | CONFIDENTIAL | transfer_purchase | 1 | unknown | unknown_2021_3 | 0% | 1 | CONFIDENTIAL | CONFIDENTIAL | ok | special | 0 | 0 | transfer_purchase__CONFIDENTIAL | 0 | 0 | 1 | 1 | 1 | 0 | 1 | 0 | 0 | 1
PCEA | transfer_purchase |  | 2021 | 3 | 0 | CONFIDENTIAL | CONFIDENTIAL | online |  | CONFIDENTIAL | CONFIDENTIAL | transfer_purchase | 1 | unknown | unknown_2021_3 | 0% | 1 | CONFIDENTIAL | CONFIDENTIAL | ok | special | 0 | 0 | transfer_purchase__CONFIDENTIAL | 0 | 0 | 1 | 1 | 1 | 0 | 1 | 0 | 0 | 1
PCEA | transfer_purchase |  | 2021 | 4 | 0 | CONFIDENTIAL | CONFIDENTIAL | online |  | CONFIDENTIAL | CONFIDENTIAL | transfer_purchase | 1 | unknown | unknown_2021_4 | 0% | 1 | CONFIDENTIAL | CONFIDENTIAL | ok | special | 0 | 0 | transfer_purchase__CONFIDENTIAL | 0 | 0 | 1 | 1 | 1 | 0 | 1 | 0 | 0 | 1
PCEA | transfer_purchase |  | 2021 | 4 | 0 | CONFIDENTIAL | CONFIDENTIAL | online |  | CONFIDENTIAL | CONFIDENTIAL | transfer_purchase | 1 | unknown | unknown_2021_4 | 0% | 1 | CONFIDENTIAL | CONFIDENTIAL | ok | special | 0 | 0 | transfer_purchase__CONFIDENTIAL | 0 | 0 | 1 | 1 | 1 | 0 | 1 | 0 | 0 | 1
PCEA | transfer_purchase |  | 2021 | 5 | 0 | CONFIDENTIAL | CONFIDENTIAL | online |  | CONFIDENTIAL | CONFIDENTIAL | transfer_purchase | 1 | unknown | unknown_2021_5 | 0% | 1 | CONFIDENTIAL | CONFIDENTIAL | ok | special | 0 | 0 | transfer_purchase__CONFIDENTIAL | 0 | 0 | 1 | 1 | 1 | 0 | 1 | 0 | 0 | 1
PCEA | transfer_purchase |  | 2021 | 5 | 0 | CONFIDENTIAL | CONFIDENTIAL | online |  | CONFIDENTIAL | CONFIDENTIAL | transfer_purchase | 1 | unknown | unknown_2021_5 | 0% | 1 | CONFIDENTIAL | CONFIDENTIAL | ok | special | 0 | 0 | transfer_purchase__CONFIDENTIAL | 0 | 0 | 1 | 1 | 1 | 0 | 1 | 0 | 0 | 1
PCEA | transfer_purchase |  | 2021 | 6 | 0 | CONFIDENTIAL | CONFIDENTIAL | online |  | CONFIDENTIAL | CONFIDENTIAL | transfer_purchase | 1 | unknown | unknown_2021_6 | 0% | 1 | CONFIDENTIAL | CONFIDENTIAL | ok | special | 0 | 0 | transfer_purchase__CONFIDENTIAL | 0 | 0 | 1 | 1 | 1 | 0 | 1 | 0 | 0 | 1
PCEA | transfer_purchase |  | 2021 | 6 | 0 | CONFIDENTIAL | CONFIDENTIAL | online |  | CONFIDENTIAL | CONFIDENTIAL | transfer_purchase | 1 | unknown | unknown_2021_6 | 0% | 1 | CONFIDENTIAL | CONFIDENTIAL | ok | special | 0 | 0 | transfer_purchase__CONFIDENTIAL | 0 | 0 | 1 | 1 | 1 | 0 | 1 | 0 | 0 | 1
PCEA | transfer_purchase |  | 2021 | 7 | 0 | CONFIDENTIAL | CONFIDENTIAL | online |  | CONFIDENTIAL | CONFIDENTIAL | transfer_purchase | 1 | unknown | unknown_2021_7 | 0% | 1 | CONFIDENTIAL | CONFIDENTIAL | ok | special | 0 | 0 | transfer_purchase__CONFIDENTIAL | 0 | 0 | 1 | 1 | 1 | 0 | 1 | 0 | 0 | 1
PCEA | transfer_purchase |  | 2021 | 7 | 0 | CONFIDENTIAL | CONFIDENTIAL | online |  | CONFIDENTIAL | CONFIDENTIAL | transfer_purchase | 1 | unknown | unknown_2021_7 | 0% | 1 | CONFIDENTIAL | CONFIDENTIAL | ok | special | 0 | 0 | transfer_purchase__CONFIDENTIAL | 0 | 0 | 1 | 1 | 1 | 0 | 1 | 0 | 0 | 1
PCEA | transfer_purchase |  | 2021 | 8 | 0 | CONFIDENTIAL | CONFIDENTIAL | online |  | CONFIDENTIAL | CONFIDENTIAL | transfer_purchase | 1 | unknown | unknown_2021_8 | 0% | 1 | CONFIDENTIAL | CONFIDENTIAL | ok | special | 0 | 0 | transfer_purchase__CONFIDENTIAL | 0 | 0 | 1 | 1 | 1 | 0 | 1 | 0 | 0 | 1
PCEA | transfer_purchase |  | 2021 | 8 | 0 | CONFIDENTIAL | CONFIDENTIAL | online |  | CONFIDENTIAL | CONFIDENTIAL | transfer_purchase | 1 | unknown | unknown_2021_8 | 0% | 1 | CONFIDENTIAL | CONFIDENTIAL | ok | special | 0 | 0 | transfer_purchase__CONFIDENTIAL | 0 | 0 | 1 | 1 | 1 | 0 | 1 | 0 | 0 | 1
PCEA | transfer_purchase |  | 2021 | 9 | 0 | CONFIDENTIAL | CONFIDENTIAL | online |  | CONFIDENTIAL | CONFIDENTIAL | transfer_purchase | 1 | unknown | unknown_2021_9 | 0% | 1 | CONFIDENTIAL | CONFIDENTIAL | ok | special | 0 | 0 | transfer_purchase__CONFIDENTIAL | 0 | 0 | 1 | 1 | 1 | 0 | 1 | 0 | 0 | 1
PCEA | transfer_purchase |  | 2021 | 9 | 0 | CONFIDENTIAL | CONFIDENTIAL | online |  | CONFIDENTIAL | CONFIDENTIAL | transfer_purchase | 1 | unknown | unknown_2021_9 | 0% | 1 | CONFIDENTIAL | CONFIDENTIAL | ok | special | 0 | 0 | transfer_purchase__CONFIDENTIAL | 0 | 0 | 1 | 1 | 1 | 0 | 1 | 0 | 0 | 1
PCEA | transfer_purchase |  | 2021 | 10 | 0 | CONFIDENTIAL | CONFIDENTIAL | online |  | CONFIDENTIAL | CONFIDENTIAL | transfer_purchase | 1 | unknown | unknown_2021_10 | 0% | 1 | CONFIDENTIAL | CONFIDENTIAL | ok | special | 0 | 0 | transfer_purchase__CONFIDENTIAL | 0 | 0 | 1 | 1 | 1 | 0 | 1 | 0 | 0 | 1
PCEA | transfer_purchase |  | 2021 | 10 | 0 | CONFIDENTIAL | CONFIDENTIAL | online |  | CONFIDENTIAL | CONFIDENTIAL | transfer_purchase | 1 | unknown | unknown_2021_10 | 0% | 1 | CONFIDENTIAL | CONFIDENTIAL | ok | special | 0 | 0 | transfer_purchase__CONFIDENTIAL | 0 | 0 | 1 | 1 | 1 | 0 | 1 | 0 | 0 | 1
PCEA | transfer_purchase |  | 2021 | 11 | 0 | CONFIDENTIAL | CONFIDENTIAL | online |  | CONFIDENTIAL | CONFIDENTIAL | transfer_purchase | 1 | unknown | unknown_2021_11 | 0% | 1 | CONFIDENTIAL | CONFIDENTIAL | ok | special | 0 | 0 | transfer_purchase__CONFIDENTIAL | 0 | 0 | 1 | 1 | 1 | 0 | 1 | 0 | 0 | 1
PCEA | transfer_purchase |  | 2021 | 11 | 0 | CONFIDENTIAL | CONFIDENTIAL | online |  | CONFIDENTIAL | CONFIDENTIAL | transfer_purchase | 1 | unknown | unknown_2021_11 | 0% | 1 | CONFIDENTIAL | CONFIDENTIAL | ok | special | 0 | 0 | transfer_purchase__CONFIDENTIAL | 0 | 0 | 1 | 1 | 1 | 0 | 1 | 0 | 0 | 1
PCEA | transfer_purchase |  | 2021 | 12 | 0 | CONFIDENTIAL | CONFIDENTIAL | online |  | CONFIDENTIAL | CONFIDENTIAL | transfer_purchase | 1 | unknown | unknown_2021_12 | 0% | 1 | CONFIDENTIAL | CONFIDENTIAL | ok | special | 0 | 0 | transfer_purchase__CONFIDENTIAL | 0 | 0 | 1 | 1 | 1 | 0 | 1 | 0 | 0 | 1
PCEA | transfer_purchase |  | 2021 | 12 | 0 | CONFIDENTIAL | CONFIDENTIAL | online |  | CONFIDENTIAL | CONFIDENTIAL | transfer_purchase | 1 | unknown | unknown_2021_12 | 0% | 1 | CONFIDENTIAL | CONFIDENTIAL | ok | special | 0 | 0 | transfer_purchase__CONFIDENTIAL | 0 | 0 | 1 | 1 | 1 | 0 | 1 | 0 | 0 | 1
PCEA | PNOCHE_1_PL1X2 |  | 2021 | 1 | 0 | CONFIDENTIAL | CONFIDENTIAL | online |  | CONFIDENTIAL | CONFIDENTIAL | CAISO_Peaker2 | 1 | thermal | thermal_2021_1 | 100% | 1 | CONFIDENTIAL | CONFIDENTIAL | ok | physical | 0 | 0 | PNOCHE_1_PL1X2__CONFIDENTIAL | 0 | 0 | 1 | 1 | 1 | 0 | 1 | 0 | 0 | 1
PCEA | PNOCHE_1_PL1X2 |  | 2021 | 2 | 0 | CONFIDENTIAL | CONFIDENTIAL | online |  | CONFIDENTIAL | CONFIDENTIAL | CAISO_Peaker2 | 1 | thermal | thermal_2021_2 | 100% | 1 | CONFIDENTIAL | CONFIDENTIAL | ok | physical | 0 | 0 | PNOCHE_1_PL1X2__CONFIDENTIAL | 0 | 0 | 1 | 1 | 1 | 0 | 1 | 0 | 0 | 1
PCEA | PNOCHE_1_PL1X2 |  | 2021 | 3 | 0 | CONFIDENTIAL | CONFIDENTIAL | online |  | CONFIDENTIAL | CONFIDENTIAL | CAISO_Peaker2 | 1 | thermal | thermal_2021_3 | 100% | 1 | CONFIDENTIAL | CONFIDENTIAL | ok | physical | 0 | 0 | PNOCHE_1_PL1X2__CONFIDENTIAL | 0 | 0 | 1 | 1 | 1 | 0 | 1 | 0 | 0 | 1
PCEA | PNOCHE_1_PL1X2 |  | 2021 | 4 | 0 | CONFIDENTIAL | CONFIDENTIAL | online |  | CONFIDENTIAL | CONFIDENTIAL | CAISO_Peaker2 | 1 | thermal | thermal_2021_4 | 100% | 1 | CONFIDENTIAL | CONFIDENTIAL | ok | physical | 0 | 0 | PNOCHE_1_PL1X2__CONFIDENTIAL | 0 | 0 | 1 | 1 | 1 | 0 | 1 | 0 | 0 | 1
PCEA | PNOCHE_1_PL1X2 |  | 2021 | 5 | 0 | CONFIDENTIAL | CONFIDENTIAL | online |  | CONFIDENTIAL | CONFIDENTIAL | CAISO_Peaker2 | 1 | thermal | thermal_2021_5 | 100% | 1 | CONFIDENTIAL | CONFIDENTIAL | ok | physical | 0 | 0 | PNOCHE_1_PL1X2__CONFIDENTIAL | 0 | 0 | 1 | 1 | 1 | 0 | 1 | 0 | 0 | 1
PCEA | PNOCHE_1_PL1X2 |  | 2021 | 6 | 0 | CONFIDENTIAL | CONFIDENTIAL | online |  | CONFIDENTIAL | CONFIDENTIAL | CAISO_Peaker2 | 1 | thermal | thermal_2021_6 | 100% | 1 | CONFIDENTIAL | CONFIDENTIAL | ok | physical | 0 | 0 | PNOCHE_1_PL1X2__CONFIDENTIAL | 0 | 0 | 1 | 1 | 1 | 0 | 1 | 0 | 0 | 1
PCEA | PNOCHE_1_PL1X2 |  | 2021 | 7 | 0 | CONFIDENTIAL | CONFIDENTIAL | online |  | CONFIDENTIAL | CONFIDENTIAL | CAISO_Peaker2 | 1 | thermal | thermal_2021_7 | 100% | 1 | CONFIDENTIAL | CONFIDENTIAL | ok | physical | 0 | 0 | PNOCHE_1_PL1X2__CONFIDENTIAL | 0 | 0 | 1 | 1 | 1 | 0 | 1 | 0 | 0 | 1
PCEA | PNOCHE_1_PL1X2 |  | 2021 | 8 | 0 | CONFIDENTIAL | CONFIDENTIAL | online |  | CONFIDENTIAL | CONFIDENTIAL | CAISO_Peaker2 | 1 | thermal | thermal_2021_8 | 100% | 1 | CONFIDENTIAL | CONFIDENTIAL | ok | physical | 0 | 0 | PNOCHE_1_PL1X2__CONFIDENTIAL | 0 | 0 | 1 | 1 | 1 | 0 | 1 | 0 | 0 | 1
PCEA | PNOCHE_1_PL1X2 |  | 2021 | 9 | 0 | CONFIDENTIAL | CONFIDENTIAL | online |  | CONFIDENTIAL | CONFIDENTIAL | CAISO_Peaker2 | 1 | thermal | thermal_2021_9 | 100% | 1 | CONFIDENTIAL | CONFIDENTIAL | ok | physical | 0 | 0 | PNOCHE_1_PL1X2__CONFIDENTIAL | 0 | 0 | 1 | 1 | 1 | 0 | 1 | 0 | 0 | 1
PCEA | PNOCHE_1_PL1X2 |  | 2021 | 10 | 0 | CONFIDENTIAL | CONFIDENTIAL | online |  | CONFIDENTIAL | CONFIDENTIAL | CAISO_Peaker2 | 1 | thermal | thermal_2021_10 | 100% | 1 | CONFIDENTIAL | CONFIDENTIAL | ok | physical | 0 | 0 | PNOCHE_1_PL1X2__CONFIDENTIAL | 0 | 0 | 1 | 1 | 1 | 0 | 1 | 0 | 0 | 1
PCEA | PNOCHE_1_PL1X2 |  | 2021 | 11 | 0 | CONFIDENTIAL | CONFIDENTIAL | online |  | CONFIDENTIAL | CONFIDENTIAL | CAISO_Peaker2 | 1 | thermal | thermal_2021_11 | 100% | 1 | CONFIDENTIAL | CONFIDENTIAL | ok | physical | 0 | 0 | PNOCHE_1_PL1X2__CONFIDENTIAL | 0 | 0 | 1 | 1 | 1 | 0 | 1 | 0 | 0 | 1
PCEA | PNOCHE_1_PL1X2 |  | 2021 | 12 | 0 | CONFIDENTIAL | CONFIDENTIAL | online |  | CONFIDENTIAL | CONFIDENTIAL | CAISO_Peaker2 | 1 | thermal | thermal_2021_12 | 100% | 1 | CONFIDENTIAL | CONFIDENTIAL | ok | physical | 0 | 0 | PNOCHE_1_PL1X2__CONFIDENTIAL | 0 | 0 | 1 | 1 | 1 | 0 | 1 | 0 | 0 | 1
PCEA | transfer_purchase |  | 2021 | 1 | 0 | CONFIDENTIAL | CONFIDENTIAL | online |  | CONFIDENTIAL | CONFIDENTIAL | transfer_purchase | 1 | unknown | unknown_2021_1 | 0% | 1 | CONFIDENTIAL | CONFIDENTIAL | ok | special | 0 | 0 | transfer_purchase__CONFIDENTIAL | 0 | 0 | 1 | 1 | 1 | 0 | 1 | 0 | 0 | 1
PCEA | transfer_purchase |  | 2021 | 2 | 0 | CONFIDENTIAL | CONFIDENTIAL | online |  | CONFIDENTIAL | CONFIDENTIAL | transfer_purchase | 1 | unknown | unknown_2021_2 | 0% | 1 | CONFIDENTIAL | CONFIDENTIAL | ok | special | 0 | 0 | transfer_purchase__CONFIDENTIAL | 0 | 0 | 1 | 1 | 1 | 0 | 1 | 0 | 0 | 1
PCEA | transfer_purchase |  | 2021 | 3 | 0 | CONFIDENTIAL | CONFIDENTIAL | online |  | CONFIDENTIAL | CONFIDENTIAL | transfer_purchase | 1 | unknown | unknown_2021_3 | 0% | 1 | CONFIDENTIAL | CONFIDENTIAL | ok | special | 0 | 0 | transfer_purchase__CONFIDENTIAL | 0 | 0 | 1 | 1 | 1 | 0 | 1 | 0 | 0 | 1
PCEA | transfer_purchase |  | 2021 | 4 | 0 | CONFIDENTIAL | CONFIDENTIAL | online |  | CONFIDENTIAL | CONFIDENTIAL | transfer_purchase | 1 | unknown | unknown_2021_4 | 0% | 1 | CONFIDENTIAL | CONFIDENTIAL | ok | special | 0 | 0 | transfer_purchase__CONFIDENTIAL | 0 | 0 | 1 | 1 | 1 | 0 | 1 | 0 | 0 | 1
PCEA | transfer_purchase |  | 2021 | 5 | 0 | CONFIDENTIAL | CONFIDENTIAL | online |  | CONFIDENTIAL | CONFIDENTIAL | transfer_purchase | 1 | unknown | unknown_2021_5 | 0% | 1 | CONFIDENTIAL | CONFIDENTIAL | ok | special | 0 | 0 | transfer_purchase__CONFIDENTIAL | 0 | 0 | 1 | 1 | 1 | 0 | 1 | 0 | 0 | 1
PCEA | transfer_purchase |  | 2021 | 6 | 0 | CONFIDENTIAL | CONFIDENTIAL | online |  | CONFIDENTIAL | CONFIDENTIAL | transfer_purchase | 1 | unknown | unknown_2021_6 | 0% | 1 | CONFIDENTIAL | CONFIDENTIAL | ok | special | 0 | 0 | transfer_purchase__CONFIDENTIAL | 0 | 0 | 1 | 1 | 1 | 0 | 1 | 0 | 0 | 1
PCEA | transfer_purchase |  | 2021 | 7 | 0 | CONFIDENTIAL | CONFIDENTIAL | online |  | CONFIDENTIAL | CONFIDENTIAL | transfer_purchase | 1 | unknown | unknown_2021_7 | 0% | 1 | CONFIDENTIAL | CONFIDENTIAL | ok | special | 0 | 0 | transfer_purchase__CONFIDENTIAL | 0 | 0 | 1 | 1 | 1 | 0 | 1 | 0 | 0 | 1
PCEA | transfer_purchase |  | 2021 | 8 | 0 | CONFIDENTIAL | CONFIDENTIAL | online |  | CONFIDENTIAL | CONFIDENTIAL | transfer_purchase | 1 | unknown | unknown_2021_8 | 0% | 1 | CONFIDENTIAL | CONFIDENTIAL | ok | special | 0 | 0 | transfer_purchase__CONFIDENTIAL | 0 | 0 | 1 | 1 | 1 | 0 | 1 | 0 | 0 | 1
PCEA | transfer_purchase |  | 2021 | 9 | 0 | CONFIDENTIAL | CONFIDENTIAL | online |  | CONFIDENTIAL | CONFIDENTIAL | transfer_purchase | 1 | unknown | unknown_2021_9 | 0% | 1 | CONFIDENTIAL | CONFIDENTIAL | ok | special | 0 | 0 | transfer_purchase__CONFIDENTIAL | 0 | 0 | 1 | 1 | 1 | 0 | 1 | 0 | 0 | 1
PCEA | transfer_purchase |  | 2021 | 10 | 0 | CONFIDENTIAL | CONFIDENTIAL | online |  | CONFIDENTIAL | CONFIDENTIAL | transfer_purchase | 1 | unknown | unknown_2021_10 | 0% | 1 | CONFIDENTIAL | CONFIDENTIAL | ok | special | 0 | 0 | transfer_purchase__CONFIDENTIAL | 0 | 0 | 1 | 1 | 1 | 0 | 1 | 0 | 0 | 1
PCEA | transfer_purchase |  | 2021 | 11 | 0 | CONFIDENTIAL | CONFIDENTIAL | online |  | CONFIDENTIAL | CONFIDENTIAL | transfer_purchase | 1 | unknown | unknown_2021_11 | 0% | 1 | CONFIDENTIAL | CONFIDENTIAL | ok | special | 0 | 0 | transfer_purchase__CONFIDENTIAL | 0 | 0 | 1 | 1 | 1 | 0 | 1 | 0 | 0 | 1
PCEA | transfer_purchase |  | 2021 | 12 | 0 | CONFIDENTIAL | CONFIDENTIAL | online |  | CONFIDENTIAL | CONFIDENTIAL | transfer_purchase | 1 | unknown | unknown_2021_12 | 0% | 1 | CONFIDENTIAL | CONFIDENTIAL | ok | special | 0 | 0 | transfer_purchase__CONFIDENTIAL | 0 | 0 | 1 | 1 | 1 | 0 | 1 | 0 | 0 | 1
PCEA | transfer_purchase |  | 2021 | 1 | 0 | CONFIDENTIAL | CONFIDENTIAL | online |  | CONFIDENTIAL | CONFIDENTIAL | transfer_purchase | 1 | unknown | unknown_2021_1 | 0% | 1 | CONFIDENTIAL | CONFIDENTIAL | ok | special | 0 | 0 | transfer_purchase__CONFIDENTIAL | 0 | 0 | 1 | 1 | 1 | 0 | 1 | 0 | 0 | 1
PCEA | transfer_purchase |  | 2021 | 2 | 0 | CONFIDENTIAL | CONFIDENTIAL | online |  | CONFIDENTIAL | CONFIDENTIAL | transfer_purchase | 1 | unknown | unknown_2021_2 | 0% | 1 | CONFIDENTIAL | CONFIDENTIAL | ok | special | 0 | 0 | transfer_purchase__CONFIDENTIAL | 0 | 0 | 1 | 1 | 1 | 0 | 1 | 0 | 0 | 1
PCEA | transfer_purchase |  | 2021 | 3 | 0 | CONFIDENTIAL | CONFIDENTIAL | online |  | CONFIDENTIAL | CONFIDENTIAL | transfer_purchase | 1 | unknown | unknown_2021_3 | 0% | 1 | CONFIDENTIAL | CONFIDENTIAL | ok | special | 0 | 0 | transfer_purchase__CONFIDENTIAL | 0 | 0 | 1 | 1 | 1 | 0 | 1 | 0 | 0 | 1
PCEA | transfer_purchase |  | 2021 | 4 | 0 | CONFIDENTIAL | CONFIDENTIAL | online |  | CONFIDENTIAL | CONFIDENTIAL | transfer_purchase | 1 | unknown | unknown_2021_4 | 0% | 1 | CONFIDENTIAL | CONFIDENTIAL | ok | special | 0 | 0 | transfer_purchase__CONFIDENTIAL | 0 | 0 | 1 | 1 | 1 | 0 | 1 | 0 | 0 | 1
PCEA | transfer_purchase |  | 2021 | 5 | 0 | CONFIDENTIAL | CONFIDENTIAL | online |  | CONFIDENTIAL | CONFIDENTIAL | transfer_purchase | 1 | unknown | unknown_2021_5 | 0% | 1 | CONFIDENTIAL | CONFIDENTIAL | ok | special | 0 | 0 | transfer_purchase__CONFIDENTIAL | 0 | 0 | 1 | 1 | 1 | 0 | 1 | 0 | 0 | 1
PCEA | transfer_purchase |  | 2021 | 6 | 0 | CONFIDENTIAL | CONFIDENTIAL | online |  | CONFIDENTIAL | CONFIDENTIAL | transfer_purchase | 1 | unknown | unknown_2021_6 | 0% | 1 | CONFIDENTIAL | CONFIDENTIAL | ok | special | 0 | 0 | transfer_purchase__CONFIDENTIAL | 0 | 0 | 1 | 1 | 1 | 0 | 1 | 0 | 0 | 1
PCEA | transfer_purchase |  | 2021 | 7 | 0 | CONFIDENTIAL | CONFIDENTIAL | online |  | CONFIDENTIAL | CONFIDENTIAL | transfer_purchase | 1 | unknown | unknown_2021_7 | 0% | 1 | CONFIDENTIAL | CONFIDENTIAL | ok | special | 0 | 0 | transfer_purchase__CONFIDENTIAL | 0 | 0 | 1 | 1 | 1 | 0 | 1 | 0 | 0 | 1
PCEA | transfer_purchase |  | 2021 | 8 | 0 | CONFIDENTIAL | CONFIDENTIAL | online |  | CONFIDENTIAL | CONFIDENTIAL | transfer_purchase | 1 | unknown | unknown_2021_8 | 0% | 1 | CONFIDENTIAL | CONFIDENTIAL | ok | special | 0 | 0 | transfer_purchase__CONFIDENTIAL | 0 | 0 | 1 | 1 | 1 | 0 | 1 | 0 | 0 | 1
PCEA | transfer_purchase |  | 2021 | 9 | 0 | CONFIDENTIAL | CONFIDENTIAL | online |  | CONFIDENTIAL | CONFIDENTIAL | transfer_purchase | 1 | unknown | unknown_2021_9 | 0% | 1 | CONFIDENTIAL | CONFIDENTIAL | ok | special | 0 | 0 | transfer_purchase__CONFIDENTIAL | 0 | 0 | 1 | 1 | 1 | 0 | 1 | 0 | 0 | 1
PCEA | transfer_purchase |  | 2021 | 11 | 0 | CONFIDENTIAL | CONFIDENTIAL | online |  | CONFIDENTIAL | CONFIDENTIAL | transfer_purchase | 1 | unknown | unknown_2021_11 | 0% | 1 | CONFIDENTIAL | CONFIDENTIAL | ok | special | 0 | 0 | transfer_purchase__CONFIDENTIAL | 0 | 0 | 1 | 1 | 1 | 0 | 1 | 0 | 0 | 1
PCEA | transfer_purchase |  | 2021 | 12 | 0 | CONFIDENTIAL | CONFIDENTIAL | online |  | CONFIDENTIAL | CONFIDENTIAL | transfer_purchase | 1 | unknown | unknown_2021_12 | 0% | 1 | CONFIDENTIAL | CONFIDENTIAL | ok | special | 0 | 0 | transfer_purchase__CONFIDENTIAL | 0 | 0 | 1 | 1 | 1 | 0 | 1 | 0 | 0 | 1
PCEA | transfer_purchase |  | 2021 | 1 | 0 | CONFIDENTIAL | CONFIDENTIAL | online |  | CONFIDENTIAL | CONFIDENTIAL | transfer_purchase | 1 | unknown | unknown_2021_1 | 0% | 1 | CONFIDENTIAL | CONFIDENTIAL | ok | special | 0 | 0 | transfer_purchase__CONFIDENTIAL | 0 | 0 | 1 | 1 | 1 | 0 | 1 | 0 | 0 | 1
PCEA | transfer_purchase |  | 2021 | 1 | 0 | CONFIDENTIAL | CONFIDENTIAL | online |  | CONFIDENTIAL | CONFIDENTIAL | transfer_purchase | 1 | unknown | unknown_2021_1 | 0% | 1 | CONFIDENTIAL | CONFIDENTIAL | ok | special | 0 | 0 | transfer_purchase__CONFIDENTIAL | 0 | 0 | 1 | 1 | 1 | 0 | 1 | 0 | 0 | 1
PCEA | transfer_purchase |  | 2021 | 2 | 0 | CONFIDENTIAL | CONFIDENTIAL | online |  | CONFIDENTIAL | CONFIDENTIAL | transfer_purchase | 1 | unknown | unknown_2021_2 | 0% | 1 | CONFIDENTIAL | CONFIDENTIAL | ok | special | 0 | 0 | transfer_purchase__CONFIDENTIAL | 0 | 0 | 1 | 1 | 1 | 0 | 1 | 0 | 0 | 1
PCEA | transfer_purchase |  | 2021 | 3 | 0 | CONFIDENTIAL | CONFIDENTIAL | online |  | CONFIDENTIAL | CONFIDENTIAL | transfer_purchase | 1 | unknown | unknown_2021_3 | 0% | 1 | CONFIDENTIAL | CONFIDENTIAL | ok | special | 0 | 0 | transfer_purchase__CONFIDENTIAL | 0 | 0 | 1 | 1 | 1 | 0 | 1 | 0 | 0 | 1
PCEA | transfer_purchase |  | 2021 | 3 | 0 | CONFIDENTIAL | CONFIDENTIAL | online |  | CONFIDENTIAL | CONFIDENTIAL | transfer_purchase | 1 | unknown | unknown_2021_3 | 0% | 1 | CONFIDENTIAL | CONFIDENTIAL | ok | special | 0 | 0 | transfer_purchase__CONFIDENTIAL | 0 | 0 | 1 | 1 | 1 | 0 | 1 | 0 | 0 | 1
PCEA | transfer_purchase |  | 2021 | 4 | 0 | CONFIDENTIAL | CONFIDENTIAL | online |  | CONFIDENTIAL | CONFIDENTIAL | transfer_purchase | 1 | unknown | unknown_2021_4 | 0% | 1 | CONFIDENTIAL | CONFIDENTIAL | ok | special | 0 | 0 | transfer_purchase__CONFIDENTIAL | 0 | 0 | 1 | 1 | 1 | 0 | 1 | 0 | 0 | 1
PCEA | transfer_purchase |  | 2021 | 5 | 0 | CONFIDENTIAL | CONFIDENTIAL | online |  | CONFIDENTIAL | CONFIDENTIAL | transfer_purchase | 1 | unknown | unknown_2021_5 | 0% | 1 | CONFIDENTIAL | CONFIDENTIAL | ok | special | 0 | 0 | transfer_purchase__CONFIDENTIAL | 0 | 0 | 1 | 1 | 1 | 0 | 1 | 0 | 0 | 1
PCEA | transfer_purchase |  | 2021 | 5 | 0 | CONFIDENTIAL | CONFIDENTIAL | online |  | CONFIDENTIAL | CONFIDENTIAL | transfer_purchase | 1 | unknown | unknown_2021_5 | 0% | 1 | CONFIDENTIAL | CONFIDENTIAL | ok | special | 0 | 0 | transfer_purchase__CONFIDENTIAL | 0 | 0 | 1 | 1 | 1 | 0 | 1 | 0 | 0 | 1
PCEA | transfer_purchase |  | 2021 | 6 | 0 | CONFIDENTIAL | CONFIDENTIAL | online |  | CONFIDENTIAL | CONFIDENTIAL | transfer_purchase | 1 | unknown | unknown_2021_6 | 0% | 1 | CONFIDENTIAL | CONFIDENTIAL | ok | special | 0 | 0 | transfer_purchase__CONFIDENTIAL | 0 | 0 | 1 | 1 | 1 | 0 | 1 | 0 | 0 | 1
PCEA | transfer_purchase |  | 2021 | 7 | 0 | CONFIDENTIAL | CONFIDENTIAL | online |  | CONFIDENTIAL | CONFIDENTIAL | transfer_purchase | 1 | unknown | unknown_2021_7 | 0% | 1 | CONFIDENTIAL | CONFIDENTIAL | ok | special | 0 | 0 | transfer_purchase__CONFIDENTIAL | 0 | 0 | 1 | 1 | 1 | 0 | 1 | 0 | 0 | 1
PCEA | transfer_purchase |  | 2021 | 8 | 0 | CONFIDENTIAL | CONFIDENTIAL | online |  | CONFIDENTIAL | CONFIDENTIAL | transfer_purchase | 1 | unknown | unknown_2021_8 | 0% | 1 | CONFIDENTIAL | CONFIDENTIAL | ok | special | 0 | 0 | transfer_purchase__CONFIDENTIAL | 0 | 0 | 1 | 1 | 1 | 0 | 1 | 0 | 0 | 1
PCEA | transfer_purchase |  | 2021 | 9 | 0 | CONFIDENTIAL | CONFIDENTIAL | online |  | CONFIDENTIAL | CONFIDENTIAL | transfer_purchase | 1 | unknown | unknown_2021_9 | 0% | 1 | CONFIDENTIAL | CONFIDENTIAL | ok | special | 0 | 0 | transfer_purchase__CONFIDENTIAL | 0 | 0 | 1 | 1 | 1 | 0 | 1 | 0 | 0 | 1
PCEA | transfer_purchase |  | 2021 | 11 | 0 | CONFIDENTIAL | CONFIDENTIAL | online |  | CONFIDENTIAL | CONFIDENTIAL | transfer_purchase | 1 | unknown | unknown_2021_11 | 0% | 1 | CONFIDENTIAL | CONFIDENTIAL | ok | special | 0 | 0 | transfer_purchase__CONFIDENTIAL | 0 | 0 | 1 | 1 | 1 | 0 | 1 | 0 | 0 | 1
PCEA | transfer_purchase |  | 2021 | 11 | 0 | CONFIDENTIAL | CONFIDENTIAL | online |  | CONFIDENTIAL | CONFIDENTIAL | transfer_purchase | 1 | unknown | unknown_2021_11 | 0% | 1 | CONFIDENTIAL | CONFIDENTIAL | ok | special | 0 | 0 | transfer_purchase__CONFIDENTIAL | 0 | 0 | 1 | 1 | 1 | 0 | 1 | 0 | 0 | 1
PCEA | transfer_purchase |  | 2021 | 11 | 0 | CONFIDENTIAL | CONFIDENTIAL | online |  | CONFIDENTIAL | CONFIDENTIAL | transfer_purchase | 1 | unknown | unknown_2021_11 | 0% | 1 | CONFIDENTIAL | CONFIDENTIAL | ok | special | 0 | 0 | transfer_purchase__CONFIDENTIAL | 0 | 0 | 1 | 1 | 1 | 0 | 1 | 0 | 0 | 1
PCEA | transfer_purchase |  | 2021 | 12 | 0 | CONFIDENTIAL | CONFIDENTIAL | online |  | CONFIDENTIAL | CONFIDENTIAL | transfer_purchase | 1 | unknown | unknown_2021_12 | 0% | 1 | CONFIDENTIAL | CONFIDENTIAL | ok | special | 0 | 0 | transfer_purchase__CONFIDENTIAL | 0 | 0 | 1 | 1 | 1 | 0 | 1 | 0 | 0 | 1
PCEA | transfer_purchase |  | 2021 | 3 | 0 | CONFIDENTIAL | CONFIDENTIAL | online |  | CONFIDENTIAL | CONFIDENTIAL | transfer_purchase | 1 | unknown | unknown_2021_3 | 0% | 1 | CONFIDENTIAL | CONFIDENTIAL | ok | special | 0 | 0 | transfer_purchase__CONFIDENTIAL | 0 | 0 | 1 | 1 | 1 | 0 | 1 | 0 | 0 | 1
PCEA | transfer_purchase |  | 2021 | 3 | 0 | CONFIDENTIAL | CONFIDENTIAL | online |  | CONFIDENTIAL | CONFIDENTIAL | transfer_purchase | 1 | unknown | unknown_2021_3 | 0% | 1 | CONFIDENTIAL | CONFIDENTIAL | ok | special | 0 | 0 | transfer_purchase__CONFIDENTIAL | 0 | 0 | 1 | 1 | 1 | 0 | 1 | 0 | 0 | 1
PCEA | transfer_purchase |  | 2021 | 5 | 0 | CONFIDENTIAL | CONFIDENTIAL | online |  | CONFIDENTIAL | CONFIDENTIAL | transfer_purchase | 1 | unknown | unknown_2021_5 | 0% | 1 | CONFIDENTIAL | CONFIDENTIAL | ok | special | 0 | 0 | transfer_purchase__CONFIDENTIAL | 0 | 0 | 1 | 1 | 1 | 0 | 1 | 0 | 0 | 1
PCEA | transfer_purchase |  | 2021 | 5 | 0 | CONFIDENTIAL | CONFIDENTIAL | online |  | CONFIDENTIAL | CONFIDENTIAL | transfer_purchase | 1 | unknown | unknown_2021_5 | 0% | 1 | CONFIDENTIAL | CONFIDENTIAL | ok | special | 0 | 0 | transfer_purchase__CONFIDENTIAL | 0 | 0 | 1 | 1 | 1 | 0 | 1 | 0 | 0 | 1
PCEA | transfer_purchase |  | 2021 | 5 | 0 | CONFIDENTIAL | CONFIDENTIAL | online |  | CONFIDENTIAL | CONFIDENTIAL | transfer_purchase | 1 | unknown | unknown_2021_5 | 0% | 1 | CONFIDENTIAL | CONFIDENTIAL | ok | special | 0 | 0 | transfer_purchase__CONFIDENTIAL | 0 | 0 | 1 | 1 | 1 | 0 | 1 | 0 | 0 | 1
PCEA | transfer_purchase |  | 2021 | 6 | 0 | CONFIDENTIAL | CONFIDENTIAL | online |  | CONFIDENTIAL | CONFIDENTIAL | transfer_purchase | 1 | unknown | unknown_2021_6 | 0% | 1 | CONFIDENTIAL | CONFIDENTIAL | ok | special | 0 | 0 | transfer_purchase__CONFIDENTIAL | 0 | 0 | 1 | 1 | 1 | 0 | 1 | 0 | 0 | 1
PCEA | transfer_purchase |  | 2021 | 7 | 0 | CONFIDENTIAL | CONFIDENTIAL | online |  | CONFIDENTIAL | CONFIDENTIAL | transfer_purchase | 1 | unknown | unknown_2021_7 | 0% | 1 | CONFIDENTIAL | CONFIDENTIAL | ok | special | 0 | 0 | transfer_purchase__CONFIDENTIAL | 0 | 0 | 1 | 1 | 1 | 0 | 1 | 0 | 0 | 1
PCEA | transfer_purchase |  | 2021 | 7 | 0 | CONFIDENTIAL | CONFIDENTIAL | online |  | CONFIDENTIAL | CONFIDENTIAL | transfer_purchase | 1 | unknown | unknown_2021_7 | 0% | 1 | CONFIDENTIAL | CONFIDENTIAL | ok | special | 0 | 0 | transfer_purchase__CONFIDENTIAL | 0 | 0 | 1 | 1 | 1 | 0 | 1 | 0 | 0 | 1
PCEA | transfer_purchase |  | 2021 | 7 | 0 | CONFIDENTIAL | CONFIDENTIAL | online |  | CONFIDENTIAL | CONFIDENTIAL | transfer_purchase | 1 | unknown | unknown_2021_7 | 0% | 1 | CONFIDENTIAL | CONFIDENTIAL | ok | special | 0 | 0 | transfer_purchase__CONFIDENTIAL | 0 | 0 | 1 | 1 | 1 | 0 | 1 | 0 | 0 | 1
PCEA | transfer_purchase |  | 2021 | 8 | 0 | CONFIDENTIAL | CONFIDENTIAL | online |  | CONFIDENTIAL | CONFIDENTIAL | transfer_purchase | 1 | unknown | unknown_2021_8 | 0% | 1 | CONFIDENTIAL | CONFIDENTIAL | ok | special | 0 | 0 | transfer_purchase__CONFIDENTIAL | 0 | 0 | 1 | 1 | 1 | 0 | 1 | 0 | 0 | 1
PCEA | transfer_purchase |  | 2021 | 9 | 0 | CONFIDENTIAL | CONFIDENTIAL | online |  | CONFIDENTIAL | CONFIDENTIAL | transfer_purchase | 1 | unknown | unknown_2021_9 | 0% | 1 | CONFIDENTIAL | CONFIDENTIAL | ok | special | 0 | 0 | transfer_purchase__CONFIDENTIAL | 0 | 0 | 1 | 1 | 1 | 0 | 1 | 0 | 0 | 1
PCEA | transfer_purchase |  | 2021 | 11 | 0 | CONFIDENTIAL | CONFIDENTIAL | online |  | CONFIDENTIAL | CONFIDENTIAL | transfer_purchase | 1 | unknown | unknown_2021_11 | 0% | 1 | CONFIDENTIAL | CONFIDENTIAL | ok | special | 0 | 0 | transfer_purchase__CONFIDENTIAL | 0 | 0 | 1 | 1 | 1 | 0 | 1 | 0 | 0 | 1
PCEA | transfer_purchase |  | 2021 | 11 | 0 | CONFIDENTIAL | CONFIDENTIAL | online |  | CONFIDENTIAL | CONFIDENTIAL | transfer_purchase | 1 | unknown | unknown_2021_11 | 0% | 1 | CONFIDENTIAL | CONFIDENTIAL | ok | special | 0 | 0 | transfer_purchase__CONFIDENTIAL | 0 | 0 | 1 | 1 | 1 | 0 | 1 | 0 | 0 | 1
PCEA | transfer_purchase |  | 2021 | 12 | 0 | CONFIDENTIAL | CONFIDENTIAL | online |  | CONFIDENTIAL | CONFIDENTIAL | transfer_purchase | 1 | unknown | unknown_2021_12 | 0% | 1 | CONFIDENTIAL | CONFIDENTIAL | ok | special | 0 | 0 | transfer_purchase__CONFIDENTIAL | 0 | 0 | 1 | 1 | 1 | 0 | 1 | 0 | 0 | 1
PCEA | transfer_purchase |  | 2021 | 12 | 0 | CONFIDENTIAL | CONFIDENTIAL | online |  | CONFIDENTIAL | CONFIDENTIAL | transfer_purchase | 1 | unknown | unknown_2021_12 | 0% | 1 | CONFIDENTIAL | CONFIDENTIAL | ok | special | 0 | 0 | transfer_purchase__CONFIDENTIAL | 0 | 0 | 1 | 1 | 1 | 0 | 1 | 0 | 0 | 1
PCEA | transfer_purchase |  | 2021 | 12 | 0 | CONFIDENTIAL | CONFIDENTIAL | online |  | CONFIDENTIAL | CONFIDENTIAL | transfer_purchase | 1 | unknown | unknown_2021_12 | 0% | 1 | CONFIDENTIAL | CONFIDENTIAL | ok | special | 0 | 0 | transfer_purchase__CONFIDENTIAL | 0 | 0 | 1 | 1 | 1 | 0 | 1 | 0 | 0 | 1
PCEA | transfer_purchase |  | 2021 | 5 | 0 | CONFIDENTIAL | CONFIDENTIAL | online |  | CONFIDENTIAL | CONFIDENTIAL | transfer_purchase | 1 | unknown | unknown_2021_5 | 0% | 1 | CONFIDENTIAL | CONFIDENTIAL | ok | special | 0 | 0 | transfer_purchase__CONFIDENTIAL | 0 | 0 | 1 | 1 | 1 | 0 | 1 | 0 | 0 | 1
PCEA | transfer_purchase |  | 2021 | 6 | 0 | CONFIDENTIAL | CONFIDENTIAL | online |  | CONFIDENTIAL | CONFIDENTIAL | transfer_purchase | 1 | unknown | unknown_2021_6 | 0% | 1 | CONFIDENTIAL | CONFIDENTIAL | ok | special | 0 | 0 | transfer_purchase__CONFIDENTIAL | 0 | 0 | 1 | 1 | 1 | 0 | 1 | 0 | 0 | 1
PCEA | transfer_purchase |  | 2021 | 7 | 0 | CONFIDENTIAL | CONFIDENTIAL | online |  | CONFIDENTIAL | CONFIDENTIAL | transfer_purchase | 1 | unknown | unknown_2021_7 | 0% | 1 | CONFIDENTIAL | CONFIDENTIAL | ok | special | 0 | 0 | transfer_purchase__CONFIDENTIAL | 0 | 0 | 1 | 1 | 1 | 0 | 1 | 0 | 0 | 1
PCEA | transfer_purchase |  | 2021 | 8 | 0 | CONFIDENTIAL | CONFIDENTIAL | online |  | CONFIDENTIAL | CONFIDENTIAL | transfer_purchase | 1 | unknown | unknown_2021_8 | 0% | 1 | CONFIDENTIAL | CONFIDENTIAL | ok | special | 0 | 0 | transfer_purchase__CONFIDENTIAL | 0 | 0 | 1 | 1 | 1 | 0 | 1 | 0 | 0 | 1
PCEA | transfer_purchase |  | 2021 | 9 | 0 | CONFIDENTIAL | CONFIDENTIAL | online |  | CONFIDENTIAL | CONFIDENTIAL | transfer_purchase | 1 | unknown | unknown_2021_9 | 0% | 1 | CONFIDENTIAL | CONFIDENTIAL | ok | special | 0 | 0 | transfer_purchase__CONFIDENTIAL | 0 | 0 | 1 | 1 | 1 | 0 | 1 | 0 | 0 | 1
PCEA | transfer_purchase |  | 2021 | 11 | 0 | CONFIDENTIAL | CONFIDENTIAL | online |  | CONFIDENTIAL | CONFIDENTIAL | transfer_purchase | 1 | unknown | unknown_2021_11 | 0% | 1 | CONFIDENTIAL | CONFIDENTIAL | ok | special | 0 | 0 | transfer_purchase__CONFIDENTIAL | 0 | 0 | 1 | 1 | 1 | 0 | 1 | 0 | 0 | 1
PCEA | transfer_purchase |  | 2021 | 12 | 0 | CONFIDENTIAL | CONFIDENTIAL | online |  | CONFIDENTIAL | CONFIDENTIAL | transfer_purchase | 1 | unknown | unknown_2021_12 | 0% | 1 | CONFIDENTIAL | CONFIDENTIAL | ok | special | 0 | 0 | transfer_purchase__CONFIDENTIAL | 0 | 0 | 1 | 1 | 1 | 0 | 1 | 0 | 0 | 1
PCEA | transfer_purchase |  | 2021 | 6 | 0 | CONFIDENTIAL | CONFIDENTIAL | online |  | CONFIDENTIAL | CONFIDENTIAL | transfer_purchase | 1 | unknown | unknown_2021_6 | 0% | 1 | CONFIDENTIAL | CONFIDENTIAL | ok | special | 0 | 0 | transfer_purchase__CONFIDENTIAL | 0 | 0 | 1 | 1 | 1 | 0 | 1 | 0 | 0 | 1
PCEA | transfer_purchase |  | 2021 | 7 | 0 | CONFIDENTIAL | CONFIDENTIAL | online |  | CONFIDENTIAL | CONFIDENTIAL | transfer_purchase | 1 | unknown | unknown_2021_7 | 0% | 1 | CONFIDENTIAL | CONFIDENTIAL | ok | special | 0 | 0 | transfer_purchase__CONFIDENTIAL | 0 | 0 | 1 | 1 | 1 | 0 | 1 | 0 | 0 | 1
PCEA | transfer_purchase |  | 2021 | 8 | 0 | CONFIDENTIAL | CONFIDENTIAL | online |  | CONFIDENTIAL | CONFIDENTIAL | transfer_purchase | 1 | unknown | unknown_2021_8 | 0% | 1 | CONFIDENTIAL | CONFIDENTIAL | ok | special | 0 | 0 | transfer_purchase__CONFIDENTIAL | 0 | 0 | 1 | 1 | 1 | 0 | 1 | 0 | 0 | 1
PCEA | transfer_purchase |  | 2021 | 9 | 0 | CONFIDENTIAL | CONFIDENTIAL | online |  | CONFIDENTIAL | CONFIDENTIAL | transfer_purchase | 1 | unknown | unknown_2021_9 | 0% | 1 | CONFIDENTIAL | CONFIDENTIAL | ok | special | 0 | 0 | transfer_purchase__CONFIDENTIAL | 0 | 0 | 1 | 1 | 1 | 0 | 1 | 0 | 0 | 1
PCEA | transfer_purchase |  | 2021 | 1 | 0 | CONFIDENTIAL | CONFIDENTIAL | online |  | CONFIDENTIAL | CONFIDENTIAL | transfer_purchase | 1 | unknown | unknown_2021_1 | 0% | 1 | CONFIDENTIAL | CONFIDENTIAL | ok | special | 0 | 0 | transfer_purchase__CONFIDENTIAL | 0 | 0 | 1 | 1 | 1 | 0 | 1 | 0 | 0 | 1
PCEA | transfer_purchase |  | 2021 | 2 | 0 | CONFIDENTIAL | CONFIDENTIAL | online |  | CONFIDENTIAL | CONFIDENTIAL | transfer_purchase | 1 | unknown | unknown_2021_2 | 0% | 1 | CONFIDENTIAL | CONFIDENTIAL | ok | special | 0 | 0 | transfer_purchase__CONFIDENTIAL | 0 | 0 | 1 | 1 | 1 | 0 | 1 | 0 | 0 | 1
PCEA | transfer_purchase |  | 2021 | 3 | 0 | CONFIDENTIAL | CONFIDENTIAL | online |  | CONFIDENTIAL | CONFIDENTIAL | transfer_purchase | 1 | unknown | unknown_2021_3 | 0% | 1 | CONFIDENTIAL | CONFIDENTIAL | ok | special | 0 | 0 | transfer_purchase__CONFIDENTIAL | 0 | 0 | 1 | 1 | 1 | 0 | 1 | 0 | 0 | 1
PCEA | transfer_purchase |  | 2021 | 4 | 0 | CONFIDENTIAL | CONFIDENTIAL | online |  | CONFIDENTIAL | CONFIDENTIAL | transfer_purchase | 1 | unknown | unknown_2021_4 | 0% | 1 | CONFIDENTIAL | CONFIDENTIAL | ok | special | 0 | 0 | transfer_purchase__CONFIDENTIAL | 0 | 0 | 1 | 1 | 1 | 0 | 1 | 0 | 0 | 1
PCEA | transfer_purchase |  | 2021 | 5 | 0 | CONFIDENTIAL | CONFIDENTIAL | online |  | CONFIDENTIAL | CONFIDENTIAL | transfer_purchase | 1 | unknown | unknown_2021_5 | 0% | 1 | CONFIDENTIAL | CONFIDENTIAL | ok | special | 0 | 0 | transfer_purchase__CONFIDENTIAL | 0 | 0 | 1 | 1 | 1 | 0 | 1 | 0 | 0 | 1
PCEA | transfer_purchase |  | 2021 | 6 | 0 | CONFIDENTIAL | CONFIDENTIAL | online |  | CONFIDENTIAL | CONFIDENTIAL | transfer_purchase | 1 | unknown | unknown_2021_6 | 0% | 1 | CONFIDENTIAL | CONFIDENTIAL | ok | special | 0 | 0 | transfer_purchase__CONFIDENTIAL | 0 | 0 | 1 | 1 | 1 | 0 | 1 | 0 | 0 | 1
PCEA | transfer_purchase |  | 2021 | 7 | 0 | CONFIDENTIAL | CONFIDENTIAL | online |  | CONFIDENTIAL | CONFIDENTIAL | transfer_purchase | 1 | unknown | unknown_2021_7 | 0% | 1 | CONFIDENTIAL | CONFIDENTIAL | ok | special | 0 | 0 | transfer_purchase__CONFIDENTIAL | 0 | 0 | 1 | 1 | 1 | 0 | 1 | 0 | 0 | 1
PCEA | transfer_purchase |  | 2021 | 8 | 0 | CONFIDENTIAL | CONFIDENTIAL | online |  | CONFIDENTIAL | CONFIDENTIAL | transfer_purchase | 1 | unknown | unknown_2021_8 | 0% | 1 | CONFIDENTIAL | CONFIDENTIAL | ok | special | 0 | 0 | transfer_purchase__CONFIDENTIAL | 0 | 0 | 1 | 1 | 1 | 0 | 1 | 0 | 0 | 1
PCEA | transfer_purchase |  | 2021 | 9 | 0 | CONFIDENTIAL | CONFIDENTIAL | online |  | CONFIDENTIAL | CONFIDENTIAL | transfer_purchase | 1 | unknown | unknown_2021_9 | 0% | 1 | CONFIDENTIAL | CONFIDENTIAL | ok | special | 0 | 0 | transfer_purchase__CONFIDENTIAL | 0 | 0 | 1 | 1 | 1 | 0 | 1 | 0 | 0 | 1
PCEA | transfer_purchase |  | 2021 | 10 | 0 | CONFIDENTIAL | CONFIDENTIAL | online |  | CONFIDENTIAL | CONFIDENTIAL | transfer_purchase | 1 | unknown | unknown_2021_10 | 0% | 1 | CONFIDENTIAL | CONFIDENTIAL | ok | special | 0 | 0 | transfer_purchase__CONFIDENTIAL | 0 | 0 | 1 | 1 | 1 | 0 | 1 | 0 | 0 | 1
PCEA | transfer_purchase |  | 2021 | 11 | 0 | CONFIDENTIAL | CONFIDENTIAL | online |  | CONFIDENTIAL | CONFIDENTIAL | transfer_purchase | 1 | unknown | unknown_2021_11 | 0% | 1 | CONFIDENTIAL | CONFIDENTIAL | ok | special | 0 | 0 | transfer_purchase__CONFIDENTIAL | 0 | 0 | 1 | 1 | 1 | 0 | 1 | 0 | 0 | 1
PCEA | transfer_purchase |  | 2021 | 12 | 0 | CONFIDENTIAL | CONFIDENTIAL | online |  | CONFIDENTIAL | CONFIDENTIAL | transfer_purchase | 1 | unknown | unknown_2021_12 | 0% | 1 | CONFIDENTIAL | CONFIDENTIAL | ok | special | 0 | 0 | transfer_purchase__CONFIDENTIAL | 0 | 0 | 1 | 1 | 1 | 0 | 1 | 0 | 0 | 1
PCEA | transfer_purchase |  | 2021 | 1 | 0 | CONFIDENTIAL | CONFIDENTIAL | online |  | CONFIDENTIAL | CONFIDENTIAL | transfer_purchase | 1 | unknown | unknown_2021_1 | 0% | 1 | CONFIDENTIAL | CONFIDENTIAL | ok | special | 0 | 0 | transfer_purchase__CONFIDENTIAL | 0 | 0 | 1 | 1 | 1 | 0 | 1 | 0 | 0 | 1
PCEA | transfer_purchase |  | 2021 | 2 | 0 | CONFIDENTIAL | CONFIDENTIAL | online |  | CONFIDENTIAL | CONFIDENTIAL | transfer_purchase | 1 | unknown | unknown_2021_2 | 0% | 1 | CONFIDENTIAL | CONFIDENTIAL | ok | special | 0 | 0 | transfer_purchase__CONFIDENTIAL | 0 | 0 | 1 | 1 | 1 | 0 | 1 | 0 | 0 | 1
PCEA | transfer_purchase |  | 2021 | 3 | 0 | CONFIDENTIAL | CONFIDENTIAL | online |  | CONFIDENTIAL | CONFIDENTIAL | transfer_purchase | 1 | unknown | unknown_2021_3 | 0% | 1 | CONFIDENTIAL | CONFIDENTIAL | ok | special | 0 | 0 | transfer_purchase__CONFIDENTIAL | 0 | 0 | 1 | 1 | 1 | 0 | 1 | 0 | 0 | 1
PCEA | transfer_purchase |  | 2021 | 4 | 0 | CONFIDENTIAL | CONFIDENTIAL | online |  | CONFIDENTIAL | CONFIDENTIAL | transfer_purchase | 1 | unknown | unknown_2021_4 | 0% | 1 | CONFIDENTIAL | CONFIDENTIAL | ok | special | 0 | 0 | transfer_purchase__CONFIDENTIAL | 0 | 0 | 1 | 1 | 1 | 0 | 1 | 0 | 0 | 1
PCEA | transfer_purchase |  | 2021 | 5 | 0 | CONFIDENTIAL | CONFIDENTIAL | online |  | CONFIDENTIAL | CONFIDENTIAL | transfer_purchase | 1 | unknown | unknown_2021_5 | 0% | 1 | CONFIDENTIAL | CONFIDENTIAL | ok | special | 0 | 0 | transfer_purchase__CONFIDENTIAL | 0 | 0 | 1 | 1 | 1 | 0 | 1 | 0 | 0 | 1
PCEA | transfer_purchase |  | 2021 | 6 | 0 | CONFIDENTIAL | CONFIDENTIAL | online |  | CONFIDENTIAL | CONFIDENTIAL | transfer_purchase | 1 | unknown | unknown_2021_6 | 0% | 1 | CONFIDENTIAL | CONFIDENTIAL | ok | special | 0 | 0 | transfer_purchase__CONFIDENTIAL | 0 | 0 | 1 | 1 | 1 | 0 | 1 | 0 | 0 | 1
PCEA | transfer_purchase |  | 2021 | 7 | 0 | CONFIDENTIAL | CONFIDENTIAL | online |  | CONFIDENTIAL | CONFIDENTIAL | transfer_purchase | 1 | unknown | unknown_2021_7 | 0% | 1 | CONFIDENTIAL | CONFIDENTIAL | ok | special | 0 | 0 | transfer_purchase__CONFIDENTIAL | 0 | 0 | 1 | 1 | 1 | 0 | 1 | 0 | 0 | 1
PCEA | transfer_purchase |  | 2021 | 8 | 0 | CONFIDENTIAL | CONFIDENTIAL | online |  | CONFIDENTIAL | CONFIDENTIAL | transfer_purchase | 1 | unknown | unknown_2021_8 | 0% | 1 | CONFIDENTIAL | CONFIDENTIAL | ok | special | 0 | 0 | transfer_purchase__CONFIDENTIAL | 0 | 0 | 1 | 1 | 1 | 0 | 1 | 0 | 0 | 1
PCEA | transfer_purchase |  | 2021 | 9 | 0 | CONFIDENTIAL | CONFIDENTIAL | online |  | CONFIDENTIAL | CONFIDENTIAL | transfer_purchase | 1 | unknown | unknown_2021_9 | 0% | 1 | CONFIDENTIAL | CONFIDENTIAL | ok | special | 0 | 0 | transfer_purchase__CONFIDENTIAL | 0 | 0 | 1 | 1 | 1 | 0 | 1 | 0 | 0 | 1
PCEA | transfer_purchase |  | 2021 | 10 | 0 | CONFIDENTIAL | CONFIDENTIAL | online |  | CONFIDENTIAL | CONFIDENTIAL | transfer_purchase | 1 | unknown | unknown_2021_10 | 0% | 1 | CONFIDENTIAL | CONFIDENTIAL | ok | special | 0 | 0 | transfer_purchase__CONFIDENTIAL | 0 | 0 | 1 | 1 | 1 | 0 | 1 | 0 | 0 | 1
PCEA | transfer_purchase |  | 2021 | 11 | 0 | CONFIDENTIAL | CONFIDENTIAL | online |  | CONFIDENTIAL | CONFIDENTIAL | transfer_purchase | 1 | unknown | unknown_2021_11 | 0% | 1 | CONFIDENTIAL | CONFIDENTIAL | ok | special | 0 | 0 | transfer_purchase__CONFIDENTIAL | 0 | 0 | 1 | 1 | 1 | 0 | 1 | 0 | 0 | 1
PCEA | transfer_purchase |  | 2021 | 12 | 0 | CONFIDENTIAL | CONFIDENTIAL | online |  | CONFIDENTIAL | CONFIDENTIAL | transfer_purchase | 1 | unknown | unknown_2021_12 | 0% | 1 | CONFIDENTIAL | CONFIDENTIAL | ok | special | 0 | 0 | transfer_purchase__CONFIDENTIAL | 0 | 0 | 1 | 1 | 1 | 0 | 1 | 0 | 0 | 1
PCEA | transfer_purchase |  | 2021 | 10 | 0 | CONFIDENTIAL | CONFIDENTIAL | online |  | CONFIDENTIAL | CONFIDENTIAL | transfer_purchase | 1 | unknown | unknown_2021_10 | 0% | 1 | CONFIDENTIAL | CONFIDENTIAL | ok | special | 0 | 0 | transfer_purchase__CONFIDENTIAL | 0 | 0 | 1 | 1 | 1 | 0 | 1 | 0 | 0 | 1
SOMA | transfer_sale |  | 2021 | 1 | 0 | CONFIDENTIAL | CONFIDENTIAL | online |  | CONFIDENTIAL | CONFIDENTIAL | transfer_sale | 1 | unknown | unknown_2021_1 | 0% | 1 | CONFIDENTIAL | CONFIDENTIAL | ok | special | 0 | 0 | transfer_sale__CONFIDENTIAL | 0 | 0 | 1 | 1 | 1 | 0 | 1 | 0 | 0 | 1
SOMA | transfer_sale |  | 2021 | 2 | 0 | CONFIDENTIAL | CONFIDENTIAL | online |  | CONFIDENTIAL | CONFIDENTIAL | transfer_sale | 1 | unknown | unknown_2021_2 | 0% | 1 | CONFIDENTIAL | CONFIDENTIAL | ok | special | 0 | 0 | transfer_sale__CONFIDENTIAL | 0 | 0 | 1 | 1 | 1 | 0 | 1 | 0 | 0 | 1
SOMA | transfer_sale |  | 2021 | 3 | 0 | CONFIDENTIAL | CONFIDENTIAL | online |  | CONFIDENTIAL | CONFIDENTIAL | transfer_sale | 1 | unknown | unknown_2021_3 | 0% | 1 | CONFIDENTIAL | CONFIDENTIAL | ok | special | 0 | 0 | transfer_sale__CONFIDENTIAL | 0 | 0 | 1 | 1 | 1 | 0 | 1 | 0 | 0 | 1
SOMA | transfer_sale |  | 2021 | 4 | 0 | CONFIDENTIAL | CONFIDENTIAL | online |  | CONFIDENTIAL | CONFIDENTIAL | transfer_sale | 1 | unknown | unknown_2021_4 | 0% | 1 | CONFIDENTIAL | CONFIDENTIAL | ok | special | 0 | 0 | transfer_sale__CONFIDENTIAL | 0 | 0 | 1 | 1 | 1 | 0 | 1 | 0 | 0 | 1
SOMA | transfer_sale |  | 2021 | 5 | 0 | CONFIDENTIAL | CONFIDENTIAL | online |  | CONFIDENTIAL | CONFIDENTIAL | transfer_sale | 1 | unknown | unknown_2021_5 | 0% | 1 | CONFIDENTIAL | CONFIDENTIAL | ok | special | 0 | 0 | transfer_sale__CONFIDENTIAL | 0 | 0 | 1 | 1 | 1 | 0 | 1 | 0 | 0 | 1
SOMA | transfer_sale |  | 2021 | 6 | 0 | CONFIDENTIAL | CONFIDENTIAL | online |  | CONFIDENTIAL | CONFIDENTIAL | transfer_sale | 1 | unknown | unknown_2021_6 | 0% | 1 | CONFIDENTIAL | CONFIDENTIAL | ok | special | 0 | 0 | transfer_sale__CONFIDENTIAL | 0 | 0 | 1 | 1 | 1 | 0 | 1 | 0 | 0 | 1
SOMA | transfer_sale |  | 2021 | 7 | 0 | CONFIDENTIAL | CONFIDENTIAL | online |  | CONFIDENTIAL | CONFIDENTIAL | transfer_sale | 1 | unknown | unknown_2021_7 | 0% | 1 | CONFIDENTIAL | CONFIDENTIAL | ok | special | 0 | 0 | transfer_sale__CONFIDENTIAL | 0 | 0 | 1 | 1 | 1 | 0 | 1 | 0 | 0 | 1
SOMA | transfer_sale |  | 2021 | 8 | 0 | CONFIDENTIAL | CONFIDENTIAL | online |  | CONFIDENTIAL | CONFIDENTIAL | transfer_sale | 1 | unknown | unknown_2021_8 | 0% | 1 | CONFIDENTIAL | CONFIDENTIAL | ok | special | 0 | 0 | transfer_sale__CONFIDENTIAL | 0 | 0 | 1 | 1 | 1 | 0 | 1 | 0 | 0 | 1
SOMA | transfer_sale |  | 2021 | 9 | 0 | CONFIDENTIAL | CONFIDENTIAL | online |  | CONFIDENTIAL | CONFIDENTIAL | transfer_sale | 1 | unknown | unknown_2021_9 | 0% | 1 | CONFIDENTIAL | CONFIDENTIAL | ok | special | 0 | 0 | transfer_sale__CONFIDENTIAL | 0 | 0 | 1 | 1 | 1 | 0 | 1 | 0 | 0 | 1
SOMA | transfer_sale |  | 2021 | 10 | 0 | CONFIDENTIAL | CONFIDENTIAL | online |  | CONFIDENTIAL | CONFIDENTIAL | transfer_sale | 1 | unknown | unknown_2021_10 | 0% | 1 | CONFIDENTIAL | CONFIDENTIAL | ok | special | 0 | 0 | transfer_sale__CONFIDENTIAL | 0 | 0 | 1 | 1 | 1 | 0 | 1 | 0 | 0 | 1
SOMA | transfer_sale |  | 2021 | 11 | 0 | CONFIDENTIAL | CONFIDENTIAL | online |  | CONFIDENTIAL | CONFIDENTIAL | transfer_sale | 1 | unknown | unknown_2021_11 | 0% | 1 | CONFIDENTIAL | CONFIDENTIAL | ok | special | 0 | 0 | transfer_sale__CONFIDENTIAL | 0 | 0 | 1 | 1 | 1 | 0 | 1 | 0 | 0 | 1
SOMA | transfer_sale |  | 2021 | 12 | 0 | CONFIDENTIAL | CONFIDENTIAL | online |  | CONFIDENTIAL | CONFIDENTIAL | transfer_sale | 1 | unknown | unknown_2021_12 | 0% | 1 | CONFIDENTIAL | CONFIDENTIAL | ok | special | 0 | 0 | transfer_sale__CONFIDENTIAL | 0 | 0 | 1 | 1 | 1 | 0 | 1 | 0 | 0 | 1
SOMA | transfer_sale |  | 2021 | 10 | 0 | CONFIDENTIAL | CONFIDENTIAL | online |  | CONFIDENTIAL | CONFIDENTIAL | transfer_sale | 1 | unknown | unknown_2021_10 | 0% | 1 | CONFIDENTIAL | CONFIDENTIAL | ok | special | 0 | 0 | transfer_sale__CONFIDENTIAL | 0 | 0 | 1 | 1 | 1 | 0 | 1 | 0 | 0 | 1
PCEA | transfer_purchase |  | 2021 | 10 | 0 | CONFIDENTIAL | CONFIDENTIAL | online |  | CONFIDENTIAL | CONFIDENTIAL | transfer_purchase | 1 | unknown | unknown_2021_10 | 0% | 1 | CONFIDENTIAL | CONFIDENTIAL | ok | special | 0 | 0 | transfer_purchase__CONFIDENTIAL | 0 | 0 | 1 | 1 | 1 | 0 | 1 | 0 | 0 | 1
PCEA | transfer_purchase |  | 2021 | 10 | 0 | CONFIDENTIAL | CONFIDENTIAL | online |  | CONFIDENTIAL | CONFIDENTIAL | transfer_purchase | 1 | unknown | unknown_2021_10 | 0% | 1 | CONFIDENTIAL | CONFIDENTIAL | ok | special | 0 | 0 | transfer_purchase__CONFIDENTIAL | 0 | 0 | 1 | 1 | 1 | 0 | 1 | 0 | 0 | 1
PCEA | transfer_purchase |  | 2021 | 10 | 0 | CONFIDENTIAL | CONFIDENTIAL | online |  | CONFIDENTIAL | CONFIDENTIAL | transfer_purchase | 1 | unknown | unknown_2021_10 | 0% | 1 | CONFIDENTIAL | CONFIDENTIAL | ok | special | 0 | 0 | transfer_purchase__CONFIDENTIAL | 0 | 0 | 1 | 1 | 1 | 0 | 1 | 0 | 0 | 1
PCEA | transfer_purchase |  | 2021 | 10 | 0 | CONFIDENTIAL | CONFIDENTIAL | online |  | CONFIDENTIAL | CONFIDENTIAL | transfer_purchase | 1 | unknown | unknown_2021_10 | 0% | 1 | CONFIDENTIAL | CONFIDENTIAL | ok | special | 0 | 0 | transfer_purchase__CONFIDENTIAL | 0 | 0 | 1 | 1 | 1 | 0 | 1 | 0 | 0 | 1
PCEA | transfer_purchase |  | 2021 | 10 | 0 | CONFIDENTIAL | CONFIDENTIAL | online |  | CONFIDENTIAL | CONFIDENTIAL | transfer_purchase | 1 | unknown | unknown_2021_10 | 0% | 1 | CONFIDENTIAL | CONFIDENTIAL | ok | special | 0 | 0 | transfer_purchase__CONFIDENTIAL | 0 | 0 | 1 | 1 | 1 | 0 | 1 | 0 | 0 | 1
PCEA | transfer_purchase |  | 2021 | 4 | 0 | CONFIDENTIAL | CONFIDENTIAL | online |  | CONFIDENTIAL | CONFIDENTIAL | transfer_purchase | 1 | unknown | unknown_2021_4 | 0% | 1 | CONFIDENTIAL | CONFIDENTIAL | ok | special | 0 | 0 | transfer_purchase__CONFIDENTIAL | 0 | 0 | 1 | 1 | 1 | 0 | 1 | 0 | 0 | 1
PCEA | transfer_purchase |  | 2021 | 10 | 0 | CONFIDENTIAL | CONFIDENTIAL | online |  | CONFIDENTIAL | CONFIDENTIAL | transfer_purchase | 1 | unknown | unknown_2021_10 | 0% | 1 | CONFIDENTIAL | CONFIDENTIAL | ok | special | 0 | 0 | transfer_purchase__CONFIDENTIAL | 0 | 0 | 1 | 1 | 1 | 0 | 1 | 0 | 0 | 1
PCEA | transfer_purchase |  | 2021 | 10 | 0 | CONFIDENTIAL | CONFIDENTIAL | online |  | CONFIDENTIAL | CONFIDENTIAL | transfer_purchase | 1 | unknown | unknown_2021_10 | 0% | 1 | CONFIDENTIAL | CONFIDENTIAL | ok | special | 0 | 0 | transfer_purchase__CONFIDENTIAL | 0 | 0 | 1 | 1 | 1 | 0 | 1 | 0 | 0 | 1
PCEA | transfer_purchase |  | 2021 | 10 | 0 | CONFIDENTIAL | CONFIDENTIAL | online |  | CONFIDENTIAL | CONFIDENTIAL | transfer_purchase | 1 | unknown | unknown_2021_10 | 0% | 1 | CONFIDENTIAL | CONFIDENTIAL | ok | special | 0 | 0 | transfer_purchase__CONFIDENTIAL | 0 | 0 | 1 | 1 | 1 | 0 | 1 | 0 | 0 | 1
PCEA | transfer_purchase |  | 2021 | 1 | 0 | CONFIDENTIAL | CONFIDENTIAL | online |  | CONFIDENTIAL | CONFIDENTIAL | transfer_purchase | 1 | unknown | unknown_2021_1 | 0% | 1 | CONFIDENTIAL | CONFIDENTIAL | ok | special | 0 | 0 | transfer_purchase__CONFIDENTIAL | 0 | 0 | 1 | 1 | 1 | 0 | 1 | 0 | 0 | 1
PCEA | transfer_purchase |  | 2021 | 2 | 0 | CONFIDENTIAL | CONFIDENTIAL | online |  | CONFIDENTIAL | CONFIDENTIAL | transfer_purchase | 1 | unknown | unknown_2021_2 | 0% | 1 | CONFIDENTIAL | CONFIDENTIAL | ok | special | 0 | 0 | transfer_purchase__CONFIDENTIAL | 0 | 0 | 1 | 1 | 1 | 0 | 1 | 0 | 0 | 1
PCEA | transfer_purchase |  | 2021 | 3 | 0 | CONFIDENTIAL | CONFIDENTIAL | online |  | CONFIDENTIAL | CONFIDENTIAL | transfer_purchase | 1 | unknown | unknown_2021_3 | 0% | 1 | CONFIDENTIAL | CONFIDENTIAL | ok | special | 0 | 0 | transfer_purchase__CONFIDENTIAL | 0 | 0 | 1 | 1 | 1 | 0 | 1 | 0 | 0 | 1
PCEA | transfer_purchase |  | 2021 | 4 | 0 | CONFIDENTIAL | CONFIDENTIAL | online |  | CONFIDENTIAL | CONFIDENTIAL | transfer_purchase | 1 | unknown | unknown_2021_4 | 0% | 1 | CONFIDENTIAL | CONFIDENTIAL | ok | special | 0 | 0 | transfer_purchase__CONFIDENTIAL | 0 | 0 | 1 | 1 | 1 | 0 | 1 | 0 | 0 | 1
PCEA | transfer_purchase |  | 2021 | 5 | 0 | CONFIDENTIAL | CONFIDENTIAL | online |  | CONFIDENTIAL | CONFIDENTIAL | transfer_purchase | 1 | unknown | unknown_2021_5 | 0% | 1 | CONFIDENTIAL | CONFIDENTIAL | ok | special | 0 | 0 | transfer_purchase__CONFIDENTIAL | 0 | 0 | 1 | 1 | 1 | 0 | 1 | 0 | 0 | 1
PCEA | transfer_purchase |  | 2021 | 10 | 0 | CONFIDENTIAL | CONFIDENTIAL | online |  | CONFIDENTIAL | CONFIDENTIAL | transfer_purchase | 1 | unknown | unknown_2021_10 | 0% | 1 | CONFIDENTIAL | CONFIDENTIAL | ok | special | 0 | 0 | transfer_purchase__CONFIDENTIAL | 0 | 0 | 1 | 1 | 1 | 0 | 1 | 0 | 0 | 1
PCEA | transfer_purchase |  | 2021 | 11 | 0 | CONFIDENTIAL | CONFIDENTIAL | online |  | CONFIDENTIAL | CONFIDENTIAL | transfer_purchase | 1 | unknown | unknown_2021_11 | 0% | 1 | CONFIDENTIAL | CONFIDENTIAL | ok | special | 0 | 0 | transfer_purchase__CONFIDENTIAL | 0 | 0 | 1 | 1 | 1 | 0 | 1 | 0 | 0 | 1
PCEA | transfer_purchase |  | 2021 | 12 | 0 | CONFIDENTIAL | CONFIDENTIAL | online |  | CONFIDENTIAL | CONFIDENTIAL | transfer_purchase | 1 | unknown | unknown_2021_12 | 0% | 1 | CONFIDENTIAL | CONFIDENTIAL | ok | special | 0 | 0 | transfer_purchase__CONFIDENTIAL | 0 | 0 | 1 | 1 | 1 | 0 | 1 | 0 | 0 | 1
PCEA | transfer_purchase |  | 2021 | 1 | 0 | CONFIDENTIAL | CONFIDENTIAL | online |  | CONFIDENTIAL | CONFIDENTIAL | transfer_purchase | 1 | unknown | unknown_2021_1 | 0% | 1 | CONFIDENTIAL | CONFIDENTIAL | ok | special | 0 | 0 | transfer_purchase__CONFIDENTIAL | 0 | 0 | 1 | 1 | 1 | 0 | 1 | 0 | 0 | 1
PCEA | transfer_purchase |  | 2021 | 2 | 0 | CONFIDENTIAL | CONFIDENTIAL | online |  | CONFIDENTIAL | CONFIDENTIAL | transfer_purchase | 1 | unknown | unknown_2021_2 | 0% | 1 | CONFIDENTIAL | CONFIDENTIAL | ok | special | 0 | 0 | transfer_purchase__CONFIDENTIAL | 0 | 0 | 1 | 1 | 1 | 0 | 1 | 0 | 0 | 1
PCEA | transfer_purchase |  | 2021 | 3 | 0 | CONFIDENTIAL | CONFIDENTIAL | online |  | CONFIDENTIAL | CONFIDENTIAL | transfer_purchase | 1 | unknown | unknown_2021_3 | 0% | 1 | CONFIDENTIAL | CONFIDENTIAL | ok | special | 0 | 0 | transfer_purchase__CONFIDENTIAL | 0 | 0 | 1 | 1 | 1 | 0 | 1 | 0 | 0 | 1
PCEA | transfer_purchase |  | 2021 | 4 | 0 | CONFIDENTIAL | CONFIDENTIAL | online |  | CONFIDENTIAL | CONFIDENTIAL | transfer_purchase | 1 | unknown | unknown_2021_4 | 0% | 1 | CONFIDENTIAL | CONFIDENTIAL | ok | special | 0 | 0 | transfer_purchase__CONFIDENTIAL | 0 | 0 | 1 | 1 | 1 | 0 | 1 | 0 | 0 | 1
PCEA | transfer_purchase |  | 2021 | 5 | 0 | CONFIDENTIAL | CONFIDENTIAL | online |  | CONFIDENTIAL | CONFIDENTIAL | transfer_purchase | 1 | unknown | unknown_2021_5 | 0% | 1 | CONFIDENTIAL | CONFIDENTIAL | ok | special | 0 | 0 | transfer_purchase__CONFIDENTIAL | 0 | 0 | 1 | 1 | 1 | 0 | 1 | 0 | 0 | 1
PCEA | transfer_purchase |  | 2021 | 6 | 0 | CONFIDENTIAL | CONFIDENTIAL | online |  | CONFIDENTIAL | CONFIDENTIAL | transfer_purchase | 1 | unknown | unknown_2021_6 | 0% | 1 | CONFIDENTIAL | CONFIDENTIAL | ok | special | 0 | 0 | transfer_purchase__CONFIDENTIAL | 0 | 0 | 1 | 1 | 1 | 0 | 1 | 0 | 0 | 1
PCEA | transfer_purchase |  | 2021 | 7 | 0 | CONFIDENTIAL | CONFIDENTIAL | online |  | CONFIDENTIAL | CONFIDENTIAL | transfer_purchase | 1 | unknown | unknown_2021_7 | 0% | 1 | CONFIDENTIAL | CONFIDENTIAL | ok | special | 0 | 0 | transfer_purchase__CONFIDENTIAL | 0 | 0 | 1 | 1 | 1 | 0 | 1 | 0 | 0 | 1
PCEA | transfer_purchase |  | 2021 | 8 | 0 | CONFIDENTIAL | CONFIDENTIAL | online |  | CONFIDENTIAL | CONFIDENTIAL | transfer_purchase | 1 | unknown | unknown_2021_8 | 0% | 1 | CONFIDENTIAL | CONFIDENTIAL | ok | special | 0 | 0 | transfer_purchase__CONFIDENTIAL | 0 | 0 | 1 | 1 | 1 | 0 | 1 | 0 | 0 | 1
PCEA | transfer_purchase |  | 2021 | 9 | 0 | CONFIDENTIAL | CONFIDENTIAL | online |  | CONFIDENTIAL | CONFIDENTIAL | transfer_purchase | 1 | unknown | unknown_2021_9 | 0% | 1 | CONFIDENTIAL | CONFIDENTIAL | ok | special | 0 | 0 | transfer_purchase__CONFIDENTIAL | 0 | 0 | 1 | 1 | 1 | 0 | 1 | 0 | 0 | 1
PCEA | transfer_purchase |  | 2021 | 10 | 0 | CONFIDENTIAL | CONFIDENTIAL | online |  | CONFIDENTIAL | CONFIDENTIAL | transfer_purchase | 1 | unknown | unknown_2021_10 | 0% | 1 | CONFIDENTIAL | CONFIDENTIAL | ok | special | 0 | 0 | transfer_purchase__CONFIDENTIAL | 0 | 0 | 1 | 1 | 1 | 0 | 1 | 0 | 0 | 1
PCEA | transfer_purchase |  | 2021 | 11 | 0 | CONFIDENTIAL | CONFIDENTIAL | online |  | CONFIDENTIAL | CONFIDENTIAL | transfer_purchase | 1 | unknown | unknown_2021_11 | 0% | 1 | CONFIDENTIAL | CONFIDENTIAL | ok | special | 0 | 0 | transfer_purchase__CONFIDENTIAL | 0 | 0 | 1 | 1 | 1 | 0 | 1 | 0 | 0 | 1
PCEA | transfer_purchase |  | 2021 | 12 | 0 | CONFIDENTIAL | CONFIDENTIAL | online |  | CONFIDENTIAL | CONFIDENTIAL | transfer_purchase | 1 | unknown | unknown_2021_12 | 0% | 1 | CONFIDENTIAL | CONFIDENTIAL | ok | special | 0 | 0 | transfer_purchase__CONFIDENTIAL | 0 | 0 | 1 | 1 | 1 | 0 | 1 | 0 | 0 | 1
PCEA | transfer_purchase |  | 2021 | 1 | 0 | CONFIDENTIAL | CONFIDENTIAL | online |  | CONFIDENTIAL | CONFIDENTIAL | transfer_purchase | 1 | unknown | unknown_2021_1 | 0% | 1 | CONFIDENTIAL | CONFIDENTIAL | ok | special | 0 | 0 | transfer_purchase__CONFIDENTIAL | 0 | 0 | 1 | 1 | 1 | 0 | 1 | 0 | 0 | 1
PCEA | transfer_purchase |  | 2021 | 2 | 0 | CONFIDENTIAL | CONFIDENTIAL | online |  | CONFIDENTIAL | CONFIDENTIAL | transfer_purchase | 1 | unknown | unknown_2021_2 | 0% | 1 | CONFIDENTIAL | CONFIDENTIAL | ok | special | 0 | 0 | transfer_purchase__CONFIDENTIAL | 0 | 0 | 1 | 1 | 1 | 0 | 1 | 0 | 0 | 1
PCEA | transfer_purchase |  | 2021 | 3 | 0 | CONFIDENTIAL | CONFIDENTIAL | online |  | CONFIDENTIAL | CONFIDENTIAL | transfer_purchase | 1 | unknown | unknown_2021_3 | 0% | 1 | CONFIDENTIAL | CONFIDENTIAL | ok | special | 0 | 0 | transfer_purchase__CONFIDENTIAL | 0 | 0 | 1 | 1 | 1 | 0 | 1 | 0 | 0 | 1
PCEA | transfer_purchase |  | 2021 | 4 | 0 | CONFIDENTIAL | CONFIDENTIAL | online |  | CONFIDENTIAL | CONFIDENTIAL | transfer_purchase | 1 | unknown | unknown_2021_4 | 0% | 1 | CONFIDENTIAL | CONFIDENTIAL | ok | special | 0 | 0 | transfer_purchase__CONFIDENTIAL | 0 | 0 | 1 | 1 | 1 | 0 | 1 | 0 | 0 | 1
PCEA | transfer_purchase |  | 2021 | 10 | 0 | CONFIDENTIAL | CONFIDENTIAL | online |  | CONFIDENTIAL | CONFIDENTIAL | transfer_purchase | 1 | unknown | unknown_2021_10 | 0% | 1 | CONFIDENTIAL | CONFIDENTIAL | ok | special | 0 | 0 | transfer_purchase__CONFIDENTIAL | 0 | 0 | 1 | 1 | 1 | 0 | 1 | 0 | 0 | 1
SCE | transfer_sale |  | 2021 | 1 | 0 | CONFIDENTIAL | CONFIDENTIAL | online |  | CONFIDENTIAL | CONFIDENTIAL | transfer_sale | 1 | unknown | unknown_2021_1 | 0% | 1 | CONFIDENTIAL | CONFIDENTIAL | ok | special | 0 | 0 | transfer_sale__CONFIDENTIAL | 0 | 0 | 1 | 1 | 1 | 0 | 1 | 0 | 0 | 1
SCE | transfer_sale |  | 2021 | 2 | 0 | CONFIDENTIAL | CONFIDENTIAL | online |  | CONFIDENTIAL | CONFIDENTIAL | transfer_sale | 1 | unknown | unknown_2021_2 | 0% | 1 | CONFIDENTIAL | CONFIDENTIAL | ok | special | 0 | 0 | transfer_sale__CONFIDENTIAL | 0 | 0 | 1 | 1 | 1 | 0 | 1 | 0 | 0 | 1
SCE | transfer_sale |  | 2021 | 3 | 0 | CONFIDENTIAL | CONFIDENTIAL | online |  | CONFIDENTIAL | CONFIDENTIAL | transfer_sale | 1 | unknown | unknown_2021_3 | 0% | 1 | CONFIDENTIAL | CONFIDENTIAL | ok | special | 0 | 0 | transfer_sale__CONFIDENTIAL | 0 | 0 | 1 | 1 | 1 | 0 | 1 | 0 | 0 | 1
SCE | transfer_sale |  | 2021 | 4 | 0 | CONFIDENTIAL | CONFIDENTIAL | online |  | CONFIDENTIAL | CONFIDENTIAL | transfer_sale | 1 | unknown | unknown_2021_4 | 0% | 1 | CONFIDENTIAL | CONFIDENTIAL | ok | special | 0 | 0 | transfer_sale__CONFIDENTIAL | 0 | 0 | 1 | 1 | 1 | 0 | 1 | 0 | 0 | 1
SCE | transfer_sale |  | 2021 | 5 | 0 | CONFIDENTIAL | CONFIDENTIAL | online |  | CONFIDENTIAL | CONFIDENTIAL | transfer_sale | 1 | unknown | unknown_2021_5 | 0% | 1 | CONFIDENTIAL | CONFIDENTIAL | ok | special | 0 | 0 | transfer_sale__CONFIDENTIAL | 0 | 0 | 1 | 1 | 1 | 0 | 1 | 0 | 0 | 1
SCE | transfer_sale |  | 2021 | 6 | 0 | CONFIDENTIAL | CONFIDENTIAL | online |  | CONFIDENTIAL | CONFIDENTIAL | transfer_sale | 1 | unknown | unknown_2021_6 | 0% | 1 | CONFIDENTIAL | CONFIDENTIAL | ok | special | 0 | 0 | transfer_sale__CONFIDENTIAL | 0 | 0 | 1 | 1 | 1 | 0 | 1 | 0 | 0 | 1
SCE | transfer_sale |  | 2021 | 7 | 0 | CONFIDENTIAL | CONFIDENTIAL | online |  | CONFIDENTIAL | CONFIDENTIAL | transfer_sale | 1 | unknown | unknown_2021_7 | 0% | 1 | CONFIDENTIAL | CONFIDENTIAL | ok | special | 0 | 0 | transfer_sale__CONFIDENTIAL | 0 | 0 | 1 | 1 | 1 | 0 | 1 | 0 | 0 | 1
SCE | transfer_sale |  | 2021 | 8 | 0 | CONFIDENTIAL | CONFIDENTIAL | online |  | CONFIDENTIAL | CONFIDENTIAL | transfer_sale | 1 | unknown | unknown_2021_8 | 0% | 1 | CONFIDENTIAL | CONFIDENTIAL | ok | special | 0 | 0 | transfer_sale__CONFIDENTIAL | 0 | 0 | 1 | 1 | 1 | 0 | 1 | 0 | 0 | 1
SCE | transfer_sale |  | 2021 | 9 | 0 | CONFIDENTIAL | CONFIDENTIAL | online |  | CONFIDENTIAL | CONFIDENTIAL | transfer_sale | 1 | unknown | unknown_2021_9 | 0% | 1 | CONFIDENTIAL | CONFIDENTIAL | ok | special | 0 | 0 | transfer_sale__CONFIDENTIAL | 0 | 0 | 1 | 1 | 1 | 0 | 1 | 0 | 0 | 1
SCE | transfer_sale |  | 2021 | 10 | 0 | CONFIDENTIAL | CONFIDENTIAL | online |  | CONFIDENTIAL | CONFIDENTIAL | transfer_sale | 1 | unknown | unknown_2021_10 | 0% | 1 | CONFIDENTIAL | CONFIDENTIAL | ok | special | 0 | 0 | transfer_sale__CONFIDENTIAL | 0 | 0 | 1 | 1 | 1 | 0 | 1 | 0 | 0 | 1
SCE | transfer_sale |  | 2021 | 11 | 0 | CONFIDENTIAL | CONFIDENTIAL | online |  | CONFIDENTIAL | CONFIDENTIAL | transfer_sale | 1 | unknown | unknown_2021_11 | 0% | 1 | CONFIDENTIAL | CONFIDENTIAL | ok | special | 0 | 0 | transfer_sale__CONFIDENTIAL | 0 | 0 | 1 | 1 | 1 | 0 | 1 | 0 | 0 | 1
SCE | transfer_sale |  | 2021 | 12 | 0 | CONFIDENTIAL | CONFIDENTIAL | online |  | CONFIDENTIAL | CONFIDENTIAL | transfer_sale | 1 | unknown | unknown_2021_12 | 0% | 1 | CONFIDENTIAL | CONFIDENTIAL | ok | special | 0 | 0 | transfer_sale__CONFIDENTIAL | 0 | 0 | 1 | 1 | 1 | 0 | 1 | 0 | 0 | 1
PCEA | transfer_purchase |  | 2021 | 1 | 0 | CONFIDENTIAL | CONFIDENTIAL | online |  | CONFIDENTIAL | CONFIDENTIAL | transfer_purchase | 1 | unknown | unknown_2021_1 | 0% | 1 | CONFIDENTIAL | CONFIDENTIAL | ok | special | 0 | 0 | transfer_purchase__CONFIDENTIAL | 0 | 0 | 1 | 1 | 1 | 0 | 1 | 0 | 0 | 1
PCEA | transfer_purchase |  | 2021 | 2 | 0 | CONFIDENTIAL | CONFIDENTIAL | online |  | CONFIDENTIAL | CONFIDENTIAL | transfer_purchase | 1 | unknown | unknown_2021_2 | 0% | 1 | CONFIDENTIAL | CONFIDENTIAL | ok | special | 0 | 0 | transfer_purchase__CONFIDENTIAL | 0 | 0 | 1 | 1 | 1 | 0 | 1 | 0 | 0 | 1
PCEA | transfer_purchase |  | 2021 | 4 | 0 | CONFIDENTIAL | CONFIDENTIAL | online |  | CONFIDENTIAL | CONFIDENTIAL | transfer_purchase | 1 | unknown | unknown_2021_4 | 0% | 1 | CONFIDENTIAL | CONFIDENTIAL | ok | special | 0 | 0 | transfer_purchase__CONFIDENTIAL | 0 | 0 | 1 | 1 | 1 | 0 | 1 | 0 | 0 | 1
PCEA | transfer_purchase |  | 2021 | 9 | 0 | CONFIDENTIAL | CONFIDENTIAL | online |  | CONFIDENTIAL | CONFIDENTIAL | transfer_purchase | 1 | unknown | unknown_2021_9 | 0% | 1 | CONFIDENTIAL | CONFIDENTIAL | ok | special | 0 | 0 | transfer_purchase__CONFIDENTIAL | 0 | 0 | 1 | 1 | 1 | 0 | 1 | 0 | 0 | 1
PCEA | transfer_purchase |  | 2021 | 10 | 0 | CONFIDENTIAL | CONFIDENTIAL | online |  | CONFIDENTIAL | CONFIDENTIAL | transfer_purchase | 1 | unknown | unknown_2021_10 | 0% | 1 | CONFIDENTIAL | CONFIDENTIAL | ok | special | 0 | 0 | transfer_purchase__CONFIDENTIAL | 0 | 0 | 1 | 1 | 1 | 0 | 1 | 0 | 0 | 1
PCEA | transfer_purchase |  | 2021 | 11 | 0 | CONFIDENTIAL | CONFIDENTIAL | online |  | CONFIDENTIAL | CONFIDENTIAL | transfer_purchase | 1 | unknown | unknown_2021_11 | 0% | 1 | CONFIDENTIAL | CONFIDENTIAL | ok | special | 0 | 0 | transfer_purchase__CONFIDENTIAL | 0 | 0 | 1 | 1 | 1 | 0 | 1 | 0 | 0 | 1
PCEA | transfer_purchase |  | 2021 | 12 | 0 | CONFIDENTIAL | CONFIDENTIAL | online |  | CONFIDENTIAL | CONFIDENTIAL | transfer_purchase | 1 | unknown | unknown_2021_12 | 0% | 1 | CONFIDENTIAL | CONFIDENTIAL | ok | special | 0 | 0 | transfer_purchase__CONFIDENTIAL | 0 | 0 | 1 | 1 | 1 | 0 | 1 | 0 | 0 | 1
PCEA | transfer_purchase |  | 2021 | 1 | 0 | CONFIDENTIAL | CONFIDENTIAL | online |  | CONFIDENTIAL | CONFIDENTIAL | transfer_purchase | 1 | unknown | unknown_2021_1 | 0% | 1 | CONFIDENTIAL | CONFIDENTIAL | ok | special | 0 | 0 | transfer_purchase__CONFIDENTIAL | 0 | 0 | 1 | 1 | 1 | 0 | 1 | 0 | 0 | 1
PCEA | transfer_purchase |  | 2021 | 2 | 0 | CONFIDENTIAL | CONFIDENTIAL | online |  | CONFIDENTIAL | CONFIDENTIAL | transfer_purchase | 1 | unknown | unknown_2021_2 | 0% | 1 | CONFIDENTIAL | CONFIDENTIAL | ok | special | 0 | 0 | transfer_purchase__CONFIDENTIAL | 0 | 0 | 1 | 1 | 1 | 0 | 1 | 0 | 0 | 1
PCEA | transfer_purchase |  | 2021 | 3 | 0 | CONFIDENTIAL | CONFIDENTIAL | online |  | CONFIDENTIAL | CONFIDENTIAL | transfer_purchase | 1 | unknown | unknown_2021_3 | 0% | 1 | CONFIDENTIAL | CONFIDENTIAL | ok | special | 0 | 0 | transfer_purchase__CONFIDENTIAL | 0 | 0 | 1 | 1 | 1 | 0 | 1 | 0 | 0 | 1
PCEA | transfer_purchase |  | 2021 | 4 | 0 | CONFIDENTIAL | CONFIDENTIAL | online |  | CONFIDENTIAL | CONFIDENTIAL | transfer_purchase | 1 | unknown | unknown_2021_4 | 0% | 1 | CONFIDENTIAL | CONFIDENTIAL | ok | special | 0 | 0 | transfer_purchase__CONFIDENTIAL | 0 | 0 | 1 | 1 | 1 | 0 | 1 | 0 | 0 | 1
PCEA | transfer_purchase |  | 2021 | 5 | 0 | CONFIDENTIAL | CONFIDENTIAL | online |  | CONFIDENTIAL | CONFIDENTIAL | transfer_purchase | 1 | unknown | unknown_2021_5 | 0% | 1 | CONFIDENTIAL | CONFIDENTIAL | ok | special | 0 | 0 | transfer_purchase__CONFIDENTIAL | 0 | 0 | 1 | 1 | 1 | 0 | 1 | 0 | 0 | 1
PCEA | transfer_purchase |  | 2021 | 6 | 0 | CONFIDENTIAL | CONFIDENTIAL | online |  | CONFIDENTIAL | CONFIDENTIAL | transfer_purchase | 1 | unknown | unknown_2021_6 | 0% | 1 | CONFIDENTIAL | CONFIDENTIAL | ok | special | 0 | 0 | transfer_purchase__CONFIDENTIAL | 0 | 0 | 1 | 1 | 1 | 0 | 1 | 0 | 0 | 1
PCEA | transfer_purchase |  | 2021 | 7 | 0 | CONFIDENTIAL | CONFIDENTIAL | online |  | CONFIDENTIAL | CONFIDENTIAL | transfer_purchase | 1 | unknown | unknown_2021_7 | 0% | 1 | CONFIDENTIAL | CONFIDENTIAL | ok | special | 0 | 0 | transfer_purchase__CONFIDENTIAL | 0 | 0 | 1 | 1 | 1 | 0 | 1 | 0 | 0 | 1
PCEA | transfer_purchase |  | 2021 | 8 | 0 | CONFIDENTIAL | CONFIDENTIAL | online |  | CONFIDENTIAL | CONFIDENTIAL | transfer_purchase | 1 | unknown | unknown_2021_8 | 0% | 1 | CONFIDENTIAL | CONFIDENTIAL | ok | special | 0 | 0 | transfer_purchase__CONFIDENTIAL | 0 | 0 | 1 | 1 | 1 | 0 | 1 | 0 | 0 | 1
PCEA | transfer_purchase |  | 2021 | 9 | 0 | CONFIDENTIAL | CONFIDENTIAL | online |  | CONFIDENTIAL | CONFIDENTIAL | transfer_purchase | 1 | unknown | unknown_2021_9 | 0% | 1 | CONFIDENTIAL | CONFIDENTIAL | ok | special | 0 | 0 | transfer_purchase__CONFIDENTIAL | 0 | 0 | 1 | 1 | 1 | 0 | 1 | 0 | 0 | 1
PCEA | transfer_purchase |  | 2021 | 10 | 0 | CONFIDENTIAL | CONFIDENTIAL | online |  | CONFIDENTIAL | CONFIDENTIAL | transfer_purchase | 1 | unknown | unknown_2021_10 | 0% | 1 | CONFIDENTIAL | CONFIDENTIAL | ok | special | 0 | 0 | transfer_purchase__CONFIDENTIAL | 0 | 0 | 1 | 1 | 1 | 0 | 1 | 0 | 0 | 1
PCEA | transfer_purchase |  | 2021 | 11 | 0 | CONFIDENTIAL | CONFIDENTIAL | online |  | CONFIDENTIAL | CONFIDENTIAL | transfer_purchase | 1 | unknown | unknown_2021_11 | 0% | 1 | CONFIDENTIAL | CONFIDENTIAL | ok | special | 0 | 0 | transfer_purchase__CONFIDENTIAL | 0 | 0 | 1 | 1 | 1 | 0 | 1 | 0 | 0 | 1
PCEA | transfer_purchase |  | 2021 | 12 | 0 | CONFIDENTIAL | CONFIDENTIAL | online |  | CONFIDENTIAL | CONFIDENTIAL | transfer_purchase | 1 | unknown | unknown_2021_12 | 0% | 1 | CONFIDENTIAL | CONFIDENTIAL | ok | special | 0 | 0 | transfer_purchase__CONFIDENTIAL | 0 | 0 | 1 | 1 | 1 | 0 | 1 | 0 | 0 | 1
PCEA | transfer_purchase |  | 2021 | 1 | 0 | CONFIDENTIAL | CONFIDENTIAL | online |  | CONFIDENTIAL | CONFIDENTIAL | transfer_purchase | 1 | unknown | unknown_2021_1 | 0% | 1 | CONFIDENTIAL | CONFIDENTIAL | ok | special | 0 | 0 | transfer_purchase__CONFIDENTIAL | 0 | 0 | 1 | 1 | 1 | 0 | 1 | 0 | 0 | 1
PCEA | transfer_purchase |  | 2021 | 2 | 0 | CONFIDENTIAL | CONFIDENTIAL | online |  | CONFIDENTIAL | CONFIDENTIAL | transfer_purchase | 1 | unknown | unknown_2021_2 | 0% | 1 | CONFIDENTIAL | CONFIDENTIAL | ok | special | 0 | 0 | transfer_purchase__CONFIDENTIAL | 0 | 0 | 1 | 1 | 1 | 0 | 1 | 0 | 0 | 1
PCEA | transfer_purchase |  | 2021 | 3 | 0 | CONFIDENTIAL | CONFIDENTIAL | online |  | CONFIDENTIAL | CONFIDENTIAL | transfer_purchase | 1 | unknown | unknown_2021_3 | 0% | 1 | CONFIDENTIAL | CONFIDENTIAL | ok | special | 0 | 0 | transfer_purchase__CONFIDENTIAL | 0 | 0 | 1 | 1 | 1 | 0 | 1 | 0 | 0 | 1
PCEA | transfer_purchase |  | 2021 | 4 | 0 | CONFIDENTIAL | CONFIDENTIAL | online |  | CONFIDENTIAL | CONFIDENTIAL | transfer_purchase | 1 | unknown | unknown_2021_4 | 0% | 1 | CONFIDENTIAL | CONFIDENTIAL | ok | special | 0 | 0 | transfer_purchase__CONFIDENTIAL | 0 | 0 | 1 | 1 | 1 | 0 | 1 | 0 | 0 | 1
PCEA | transfer_purchase |  | 2021 | 5 | 0 | CONFIDENTIAL | CONFIDENTIAL | online |  | CONFIDENTIAL | CONFIDENTIAL | transfer_purchase | 1 | unknown | unknown_2021_5 | 0% | 1 | CONFIDENTIAL | CONFIDENTIAL | ok | special | 0 | 0 | transfer_purchase__CONFIDENTIAL | 0 | 0 | 1 | 1 | 1 | 0 | 1 | 0 | 0 | 1
PCEA | transfer_purchase |  | 2021 | 6 | 0 | CONFIDENTIAL | CONFIDENTIAL | online |  | CONFIDENTIAL | CONFIDENTIAL | transfer_purchase | 1 | unknown | unknown_2021_6 | 0% | 1 | CONFIDENTIAL | CONFIDENTIAL | ok | special | 0 | 0 | transfer_purchase__CONFIDENTIAL | 0 | 0 | 1 | 1 | 1 | 0 | 1 | 0 | 0 | 1
PCEA | transfer_purchase |  | 2021 | 7 | 0 | CONFIDENTIAL | CONFIDENTIAL | online |  | CONFIDENTIAL | CONFIDENTIAL | transfer_purchase | 1 | unknown | unknown_2021_7 | 0% | 1 | CONFIDENTIAL | CONFIDENTIAL | ok | special | 0 | 0 | transfer_purchase__CONFIDENTIAL | 0 | 0 | 1 | 1 | 1 | 0 | 1 | 0 | 0 | 1
PCEA | transfer_purchase |  | 2021 | 8 | 0 | CONFIDENTIAL | CONFIDENTIAL | online |  | CONFIDENTIAL | CONFIDENTIAL | transfer_purchase | 1 | unknown | unknown_2021_8 | 0% | 1 | CONFIDENTIAL | CONFIDENTIAL | ok | special | 0 | 0 | transfer_purchase__CONFIDENTIAL | 0 | 0 | 1 | 1 | 1 | 0 | 1 | 0 | 0 | 1
PCEA | transfer_purchase |  | 2021 | 9 | 0 | CONFIDENTIAL | CONFIDENTIAL | online |  | CONFIDENTIAL | CONFIDENTIAL | transfer_purchase | 1 | unknown | unknown_2021_9 | 0% | 1 | CONFIDENTIAL | CONFIDENTIAL | ok | special | 0 | 0 | transfer_purchase__CONFIDENTIAL | 0 | 0 | 1 | 1 | 1 | 0 | 1 | 0 | 0 | 1
PCEA | transfer_purchase |  | 2021 | 10 | 0 | CONFIDENTIAL | CONFIDENTIAL | online |  | CONFIDENTIAL | CONFIDENTIAL | transfer_purchase | 1 | unknown | unknown_2021_10 | 0% | 1 | CONFIDENTIAL | CONFIDENTIAL | ok | special | 0 | 0 | transfer_purchase__CONFIDENTIAL | 0 | 0 | 1 | 1 | 1 | 0 | 1 | 0 | 0 | 1
PCEA | transfer_purchase |  | 2021 | 11 | 0 | CONFIDENTIAL | CONFIDENTIAL | online |  | CONFIDENTIAL | CONFIDENTIAL | transfer_purchase | 1 | unknown | unknown_2021_11 | 0% | 1 | CONFIDENTIAL | CONFIDENTIAL | ok | special | 0 | 0 | transfer_purchase__CONFIDENTIAL | 0 | 0 | 1 | 1 | 1 | 0 | 1 | 0 | 0 | 1
PCEA | transfer_purchase |  | 2021 | 12 | 0 | CONFIDENTIAL | CONFIDENTIAL | online |  | CONFIDENTIAL | CONFIDENTIAL | transfer_purchase | 1 | unknown | unknown_2021_12 | 0% | 1 | CONFIDENTIAL | CONFIDENTIAL | ok | special | 0 | 0 | transfer_purchase__CONFIDENTIAL | 0 | 0 | 1 | 1 | 1 | 0 | 1 | 0 | 0 | 1
MBCPA | transfer_sale |  | 2021 | 1 | 0 | CONFIDENTIAL | CONFIDENTIAL | online |  | CONFIDENTIAL | CONFIDENTIAL | transfer_sale | 1 | unknown | unknown_2021_1 | 0% | 1 | CONFIDENTIAL | CONFIDENTIAL | ok | special | 0 | 0 | transfer_sale__CONFIDENTIAL | 0 | 0 | 1 | 1 | 1 | 0 | 1 | 0 | 0 | 1
MBCPA | transfer_sale |  | 2021 | 2 | 0 | CONFIDENTIAL | CONFIDENTIAL | online |  | CONFIDENTIAL | CONFIDENTIAL | transfer_sale | 1 | unknown | unknown_2021_2 | 0% | 1 | CONFIDENTIAL | CONFIDENTIAL | ok | special | 0 | 0 | transfer_sale__CONFIDENTIAL | 0 | 0 | 1 | 1 | 1 | 0 | 1 | 0 | 0 | 1
MBCPA | transfer_sale |  | 2021 | 3 | 0 | CONFIDENTIAL | CONFIDENTIAL | online |  | CONFIDENTIAL | CONFIDENTIAL | transfer_sale | 1 | unknown | unknown_2021_3 | 0% | 1 | CONFIDENTIAL | CONFIDENTIAL | ok | special | 0 | 0 | transfer_sale__CONFIDENTIAL | 0 | 0 | 1 | 1 | 1 | 0 | 1 | 0 | 0 | 1
MBCPA | transfer_sale |  | 2021 | 4 | 0 | CONFIDENTIAL | CONFIDENTIAL | online |  | CONFIDENTIAL | CONFIDENTIAL | transfer_sale | 1 | unknown | unknown_2021_4 | 0% | 1 | CONFIDENTIAL | CONFIDENTIAL | ok | special | 0 | 0 | transfer_sale__CONFIDENTIAL | 0 | 0 | 1 | 1 | 1 | 0 | 1 | 0 | 0 | 1
MBCPA | transfer_sale |  | 2021 | 5 | 0 | CONFIDENTIAL | CONFIDENTIAL | online |  | CONFIDENTIAL | CONFIDENTIAL | transfer_sale | 1 | unknown | unknown_2021_5 | 0% | 1 | CONFIDENTIAL | CONFIDENTIAL | ok | special | 0 | 0 | transfer_sale__CONFIDENTIAL | 0 | 0 | 1 | 1 | 1 | 0 | 1 | 0 | 0 | 1
MBCPA | transfer_sale |  | 2021 | 6 | 0 | CONFIDENTIAL | CONFIDENTIAL | online |  | CONFIDENTIAL | CONFIDENTIAL | transfer_sale | 1 | unknown | unknown_2021_6 | 0% | 1 | CONFIDENTIAL | CONFIDENTIAL | ok | special | 0 | 0 | transfer_sale__CONFIDENTIAL | 0 | 0 | 1 | 1 | 1 | 0 | 1 | 0 | 0 | 1
MBCPA | transfer_sale |  | 2021 | 7 | 0 | CONFIDENTIAL | CONFIDENTIAL | online |  | CONFIDENTIAL | CONFIDENTIAL | transfer_sale | 1 | unknown | unknown_2021_7 | 0% | 1 | CONFIDENTIAL | CONFIDENTIAL | ok | special | 0 | 0 | transfer_sale__CONFIDENTIAL | 0 | 0 | 1 | 1 | 1 | 0 | 1 | 0 | 0 | 1
MBCPA | transfer_sale |  | 2021 | 8 | 0 | CONFIDENTIAL | CONFIDENTIAL | online |  | CONFIDENTIAL | CONFIDENTIAL | transfer_sale | 1 | unknown | unknown_2021_8 | 0% | 1 | CONFIDENTIAL | CONFIDENTIAL | ok | special | 0 | 0 | transfer_sale__CONFIDENTIAL | 0 | 0 | 1 | 1 | 1 | 0 | 1 | 0 | 0 | 1
MBCPA | transfer_sale |  | 2021 | 9 | 0 | CONFIDENTIAL | CONFIDENTIAL | online |  | CONFIDENTIAL | CONFIDENTIAL | transfer_sale | 1 | unknown | unknown_2021_9 | 0% | 1 | CONFIDENTIAL | CONFIDENTIAL | ok | special | 0 | 0 | transfer_sale__CONFIDENTIAL | 0 | 0 | 1 | 1 | 1 | 0 | 1 | 0 | 0 | 1
MBCPA | transfer_sale |  | 2021 | 10 | 0 | CONFIDENTIAL | CONFIDENTIAL | online |  | CONFIDENTIAL | CONFIDENTIAL | transfer_sale | 1 | unknown | unknown_2021_10 | 0% | 1 | CONFIDENTIAL | CONFIDENTIAL | ok | special | 0 | 0 | transfer_sale__CONFIDENTIAL | 0 | 0 | 1 | 1 | 1 | 0 | 1 | 0 | 0 | 1
MBCPA | transfer_sale |  | 2021 | 11 | 0 | CONFIDENTIAL | CONFIDENTIAL | online |  | CONFIDENTIAL | CONFIDENTIAL | transfer_sale | 1 | unknown | unknown_2021_11 | 0% | 1 | CONFIDENTIAL | CONFIDENTIAL | ok | special | 0 | 0 | transfer_sale__CONFIDENTIAL | 0 | 0 | 1 | 1 | 1 | 0 | 1 | 0 | 0 | 1
MBCPA | transfer_sale |  | 2021 | 12 | 0 | CONFIDENTIAL | CONFIDENTIAL | online |  | CONFIDENTIAL | CONFIDENTIAL | transfer_sale | 1 | unknown | unknown_2021_12 | 0% | 1 | CONFIDENTIAL | CONFIDENTIAL | ok | special | 0 | 0 | transfer_sale__CONFIDENTIAL | 0 | 0 | 1 | 1 | 1 | 0 | 1 | 0 | 0 | 1
PCEA | transfer_purchase |  | 2021 | 1 | 0 | CONFIDENTIAL | CONFIDENTIAL | online |  | CONFIDENTIAL | CONFIDENTIAL | transfer_purchase | 1 | unknown | unknown_2021_1 | 0% | 1 | CONFIDENTIAL | CONFIDENTIAL | ok | special | 0 | 0 | transfer_purchase__CONFIDENTIAL | 0 | 0 | 1 | 1 | 1 | 0 | 1 | 0 | 0 | 1
PCEA | transfer_purchase |  | 2021 | 2 | 0 | CONFIDENTIAL | CONFIDENTIAL | online |  | CONFIDENTIAL | CONFIDENTIAL | transfer_purchase | 1 | unknown | unknown_2021_2 | 0% | 1 | CONFIDENTIAL | CONFIDENTIAL | ok | special | 0 | 0 | transfer_purchase__CONFIDENTIAL | 0 | 0 | 1 | 1 | 1 | 0 | 1 | 0 | 0 | 1
PCEA | transfer_purchase |  | 2021 | 3 | 0 | CONFIDENTIAL | CONFIDENTIAL | online |  | CONFIDENTIAL | CONFIDENTIAL | transfer_purchase | 1 | unknown | unknown_2021_3 | 0% | 1 | CONFIDENTIAL | CONFIDENTIAL | ok | special | 0 | 0 | transfer_purchase__CONFIDENTIAL | 0 | 0 | 1 | 1 | 1 | 0 | 1 | 0 | 0 | 1
PCEA | transfer_purchase |  | 2021 | 1 | 0 | CONFIDENTIAL | CONFIDENTIAL | online |  | CONFIDENTIAL | CONFIDENTIAL | transfer_purchase | 1 | unknown | unknown_2021_1 | 0% | 1 | CONFIDENTIAL | CONFIDENTIAL | ok | special | 0 | 0 | transfer_purchase__CONFIDENTIAL | 0 | 0 | 1 | 1 | 1 | 0 | 1 | 0 | 0 | 1
PCEA | transfer_purchase |  | 2021 | 2 | 0 | CONFIDENTIAL | CONFIDENTIAL | online |  | CONFIDENTIAL | CONFIDENTIAL | transfer_purchase | 1 | unknown | unknown_2021_2 | 0% | 1 | CONFIDENTIAL | CONFIDENTIAL | ok | special | 0 | 0 | transfer_purchase__CONFIDENTIAL | 0 | 0 | 1 | 1 | 1 | 0 | 1 | 0 | 0 | 1
PCEA | transfer_purchase |  | 2021 | 3 | 0 | CONFIDENTIAL | CONFIDENTIAL | online |  | CONFIDENTIAL | CONFIDENTIAL | transfer_purchase | 1 | unknown | unknown_2021_3 | 0% | 1 | CONFIDENTIAL | CONFIDENTIAL | ok | special | 0 | 0 | transfer_purchase__CONFIDENTIAL | 0 | 0 | 1 | 1 | 1 | 0 | 1 | 0 | 0 | 1
PCEA | transfer_purchase |  | 2021 | 4 | 0 | CONFIDENTIAL | CONFIDENTIAL | online |  | CONFIDENTIAL | CONFIDENTIAL | transfer_purchase | 1 | unknown | unknown_2021_4 | 0% | 1 | CONFIDENTIAL | CONFIDENTIAL | ok | special | 0 | 0 | transfer_purchase__CONFIDENTIAL | 0 | 0 | 1 | 1 | 1 | 0 | 1 | 0 | 0 | 1
PCEA | transfer_purchase |  | 2021 | 5 | 0 | CONFIDENTIAL | CONFIDENTIAL | online |  | CONFIDENTIAL | CONFIDENTIAL | transfer_purchase | 1 | unknown | unknown_2021_5 | 0% | 1 | CONFIDENTIAL | CONFIDENTIAL | ok | special | 0 | 0 | transfer_purchase__CONFIDENTIAL | 0 | 0 | 1 | 1 | 1 | 0 | 1 | 0 | 0 | 1
PCEA | transfer_purchase |  | 2021 | 6 | 0 | CONFIDENTIAL | CONFIDENTIAL | online |  | CONFIDENTIAL | CONFIDENTIAL | transfer_purchase | 1 | unknown | unknown_2021_6 | 0% | 1 | CONFIDENTIAL | CONFIDENTIAL | ok | special | 0 | 0 | transfer_purchase__CONFIDENTIAL | 0 | 0 | 1 | 1 | 1 | 0 | 1 | 0 | 0 | 1
PCEA | transfer_purchase |  | 2021 | 7 | 0 | CONFIDENTIAL | CONFIDENTIAL | online |  | CONFIDENTIAL | CONFIDENTIAL | transfer_purchase | 1 | unknown | unknown_2021_7 | 0% | 1 | CONFIDENTIAL | CONFIDENTIAL | ok | special | 0 | 0 | transfer_purchase__CONFIDENTIAL | 0 | 0 | 1 | 1 | 1 | 0 | 1 | 0 | 0 | 1
PCEA | transfer_purchase |  | 2021 | 8 | 0 | CONFIDENTIAL | CONFIDENTIAL | online |  | CONFIDENTIAL | CONFIDENTIAL | transfer_purchase | 1 | unknown | unknown_2021_8 | 0% | 1 | CONFIDENTIAL | CONFIDENTIAL | ok | special | 0 | 0 | transfer_purchase__CONFIDENTIAL | 0 | 0 | 1 | 1 | 1 | 0 | 1 | 0 | 0 | 1
PCEA | transfer_purchase |  | 2021 | 9 | 0 | CONFIDENTIAL | CONFIDENTIAL | online |  | CONFIDENTIAL | CONFIDENTIAL | transfer_purchase | 1 | unknown | unknown_2021_9 | 0% | 1 | CONFIDENTIAL | CONFIDENTIAL | ok | special | 0 | 0 | transfer_purchase__CONFIDENTIAL | 0 | 0 | 1 | 1 | 1 | 0 | 1 | 0 | 0 | 1
PCEA | transfer_purchase |  | 2021 | 10 | 0 | CONFIDENTIAL | CONFIDENTIAL | online |  | CONFIDENTIAL | CONFIDENTIAL | transfer_purchase | 1 | unknown | unknown_2021_10 | 0% | 1 | CONFIDENTIAL | CONFIDENTIAL | ok | special | 0 | 0 | transfer_purchase__CONFIDENTIAL | 0 | 0 | 1 | 1 | 1 | 0 | 1 | 0 | 0 | 1
PCEA | transfer_purchase |  | 2021 | 11 | 0 | CONFIDENTIAL | CONFIDENTIAL | online |  | CONFIDENTIAL | CONFIDENTIAL | transfer_purchase | 1 | unknown | unknown_2021_11 | 0% | 1 | CONFIDENTIAL | CONFIDENTIAL | ok | special | 0 | 0 | transfer_purchase__CONFIDENTIAL | 0 | 0 | 1 | 1 | 1 | 0 | 1 | 0 | 0 | 1
PCEA | transfer_purchase |  | 2021 | 12 | 0 | CONFIDENTIAL | CONFIDENTIAL | online |  | CONFIDENTIAL | CONFIDENTIAL | transfer_purchase | 1 | unknown | unknown_2021_12 | 0% | 1 | CONFIDENTIAL | CONFIDENTIAL | ok | special | 0 | 0 | transfer_purchase__CONFIDENTIAL | 0 | 0 | 1 | 1 | 1 | 0 | 1 | 0 | 0 | 1
PCEA | transfer_purchase |  | 2021 | 1 | 0 | CONFIDENTIAL | CONFIDENTIAL | online |  | CONFIDENTIAL | CONFIDENTIAL | transfer_purchase | 1 | unknown | unknown_2021_1 | 0% | 1 | CONFIDENTIAL | CONFIDENTIAL | ok | special | 0 | 0 | transfer_purchase__CONFIDENTIAL | 0 | 0 | 1 | 1 | 1 | 0 | 1 | 0 | 0 | 1
PCEA | transfer_purchase |  | 2021 | 2 | 0 | CONFIDENTIAL | CONFIDENTIAL | online |  | CONFIDENTIAL | CONFIDENTIAL | transfer_purchase | 1 | unknown | unknown_2021_2 | 0% | 1 | CONFIDENTIAL | CONFIDENTIAL | ok | special | 0 | 0 | transfer_purchase__CONFIDENTIAL | 0 | 0 | 1 | 1 | 1 | 0 | 1 | 0 | 0 | 1
PCEA | transfer_purchase |  | 2021 | 3 | 0 | CONFIDENTIAL | CONFIDENTIAL | online |  | CONFIDENTIAL | CONFIDENTIAL | transfer_purchase | 1 | unknown | unknown_2021_3 | 0% | 1 | CONFIDENTIAL | CONFIDENTIAL | ok | special | 0 | 0 | transfer_purchase__CONFIDENTIAL | 0 | 0 | 1 | 1 | 1 | 0 | 1 | 0 | 0 | 1
PCEA | transfer_purchase |  | 2021 | 11 | 0 | CONFIDENTIAL | CONFIDENTIAL | online |  | CONFIDENTIAL | CONFIDENTIAL | transfer_purchase | 1 | unknown | unknown_2021_11 | 0% | 1 | CONFIDENTIAL | CONFIDENTIAL | ok | special | 0 | 0 | transfer_purchase__CONFIDENTIAL | 0 | 0 | 1 | 1 | 1 | 0 | 1 | 0 | 0 | 1
PCEA | transfer_purchase |  | 2021 | 12 | 0 | CONFIDENTIAL | CONFIDENTIAL | online |  | CONFIDENTIAL | CONFIDENTIAL | transfer_purchase | 1 | unknown | unknown_2021_12 | 0% | 1 | CONFIDENTIAL | CONFIDENTIAL | ok | special | 0 | 0 | transfer_purchase__CONFIDENTIAL | 0 | 0 | 1 | 1 | 1 | 0 | 1 | 0 | 0 | 1
PCEA | transfer_purchase |  | 2021 | 1 | 0 | CONFIDENTIAL | CONFIDENTIAL | review |  | CONFIDENTIAL | CONFIDENTIAL | transfer_purchase | 1 | unknown | unknown_2021_1 | 0% | 1 | CONFIDENTIAL | CONFIDENTIAL | ok | special | 0 | 0 | transfer_purchase__CONFIDENTIAL | 0 | 0 | 1 | 1 | 1 | 0 | 1 | 0 | 0 | 1
PCEA | transfer_purchase |  | 2021 | 1 | 0 | CONFIDENTIAL | CONFIDENTIAL | review |  | CONFIDENTIAL | CONFIDENTIAL | transfer_purchase | 1 | unknown | unknown_2021_1 | 0% | 1 | CONFIDENTIAL | CONFIDENTIAL | ok | special | 0 | 0 | transfer_purchase__CONFIDENTIAL | 0 | 0 | 1 | 1 | 1 | 0 | 1 | 0 | 0 | 1
PCEA | transfer_purchase |  | 2021 | 2 | 0 | CONFIDENTIAL | CONFIDENTIAL | review |  | CONFIDENTIAL | CONFIDENTIAL | transfer_purchase | 1 | unknown | unknown_2021_2 | 0% | 1 | CONFIDENTIAL | CONFIDENTIAL | ok | special | 0 | 0 | transfer_purchase__CONFIDENTIAL | 0 | 0 | 1 | 1 | 1 | 0 | 1 | 0 | 0 | 1
PCEA | transfer_purchase |  | 2021 | 2 | 0 | CONFIDENTIAL | CONFIDENTIAL | review |  | CONFIDENTIAL | CONFIDENTIAL | transfer_purchase | 1 | unknown | unknown_2021_2 | 0% | 1 | CONFIDENTIAL | CONFIDENTIAL | ok | special | 0 | 0 | transfer_purchase__CONFIDENTIAL | 0 | 0 | 1 | 1 | 1 | 0 | 1 | 0 | 0 | 1
PCEA | transfer_purchase |  | 2021 | 3 | 0 | CONFIDENTIAL | CONFIDENTIAL | review |  | CONFIDENTIAL | CONFIDENTIAL | transfer_purchase | 1 | unknown | unknown_2021_3 | 0% | 1 | CONFIDENTIAL | CONFIDENTIAL | ok | special | 0 | 0 | transfer_purchase__CONFIDENTIAL | 0 | 0 | 1 | 1 | 1 | 0 | 1 | 0 | 0 | 1
PCEA | transfer_purchase |  | 2021 | 3 | 0 | CONFIDENTIAL | CONFIDENTIAL | review |  | CONFIDENTIAL | CONFIDENTIAL | transfer_purchase | 1 | unknown | unknown_2021_3 | 0% | 1 | CONFIDENTIAL | CONFIDENTIAL | ok | special | 0 | 0 | transfer_purchase__CONFIDENTIAL | 0 | 0 | 1 | 1 | 1 | 0 | 1 | 0 | 0 | 1
PCEA | transfer_purchase |  | 2021 | 4 | 0 | CONFIDENTIAL | CONFIDENTIAL | review |  | CONFIDENTIAL | CONFIDENTIAL | transfer_purchase | 1 | unknown | unknown_2021_4 | 0% | 1 | CONFIDENTIAL | CONFIDENTIAL | ok | special | 0 | 0 | transfer_purchase__CONFIDENTIAL | 0 | 0 | 1 | 1 | 1 | 0 | 1 | 0 | 0 | 1
PCEA | transfer_purchase |  | 2021 | 5 | 0 | CONFIDENTIAL | CONFIDENTIAL | review |  | CONFIDENTIAL | CONFIDENTIAL | transfer_purchase | 1 | unknown | unknown_2021_5 | 0% | 1 | CONFIDENTIAL | CONFIDENTIAL | ok | special | 0 | 0 | transfer_purchase__CONFIDENTIAL | 0 | 0 | 1 | 1 | 1 | 0 | 1 | 0 | 0 | 1
PCEA | transfer_purchase |  | 2021 | 6 | 0 | CONFIDENTIAL | CONFIDENTIAL | review |  | CONFIDENTIAL | CONFIDENTIAL | transfer_purchase | 1 | unknown | unknown_2021_6 | 0% | 1 | CONFIDENTIAL | CONFIDENTIAL | ok | special | 0 | 0 | transfer_purchase__CONFIDENTIAL | 0 | 0 | 1 | 1 | 1 | 0 | 1 | 0 | 0 | 1
PCEA | transfer_purchase |  | 2021 | 7 | 0 | CONFIDENTIAL | CONFIDENTIAL | review |  | CONFIDENTIAL | CONFIDENTIAL | transfer_purchase | 1 | unknown | unknown_2021_7 | 0% | 1 | CONFIDENTIAL | CONFIDENTIAL | ok | special | 0 | 0 | transfer_purchase__CONFIDENTIAL | 0 | 0 | 1 | 1 | 1 | 0 | 1 | 0 | 0 | 1
PCEA | transfer_purchase |  | 2021 | 8 | 0 | CONFIDENTIAL | CONFIDENTIAL | review |  | CONFIDENTIAL | CONFIDENTIAL | transfer_purchase | 1 | unknown | unknown_2021_8 | 0% | 1 | CONFIDENTIAL | CONFIDENTIAL | ok | special | 0 | 0 | transfer_purchase__CONFIDENTIAL | 0 | 0 | 1 | 1 | 1 | 0 | 1 | 0 | 0 | 1
PCEA | transfer_purchase |  | 2021 | 9 | 0 | CONFIDENTIAL | CONFIDENTIAL | review |  | CONFIDENTIAL | CONFIDENTIAL | transfer_purchase | 1 | unknown | unknown_2021_9 | 0% | 1 | CONFIDENTIAL | CONFIDENTIAL | ok | special | 0 | 0 | transfer_purchase__CONFIDENTIAL | 0 | 0 | 1 | 1 | 1 | 0 | 1 | 0 | 0 | 1
PCEA | transfer_purchase |  | 2021 | 10 | 0 | CONFIDENTIAL | CONFIDENTIAL | review |  | CONFIDENTIAL | CONFIDENTIAL | transfer_purchase | 1 | unknown | unknown_2021_10 | 0% | 1 | CONFIDENTIAL | CONFIDENTIAL | ok | special | 0 | 0 | transfer_purchase__CONFIDENTIAL | 0 | 0 | 1 | 1 | 1 | 0 | 1 | 0 | 0 | 1
PCEA | transfer_purchase |  | 2021 | 11 | 0 | CONFIDENTIAL | CONFIDENTIAL | review |  | CONFIDENTIAL | CONFIDENTIAL | transfer_purchase | 1 | unknown | unknown_2021_11 | 0% | 1 | CONFIDENTIAL | CONFIDENTIAL | ok | special | 0 | 0 | transfer_purchase__CONFIDENTIAL | 0 | 0 | 1 | 1 | 1 | 0 | 1 | 0 | 0 | 1
PCEA | transfer_purchase |  | 2021 | 12 | 0 | CONFIDENTIAL | CONFIDENTIAL | review |  | CONFIDENTIAL | CONFIDENTIAL | transfer_purchase | 1 | unknown | unknown_2021_12 | 0% | 1 | CONFIDENTIAL | CONFIDENTIAL | ok | special | 0 | 0 | transfer_purchase__CONFIDENTIAL | 0 | 0 | 1 | 1 | 1 | 0 | 1 | 0 | 0 | 1
PCEA | transfer_purchase |  | 2021 | 1 | 0 | CONFIDENTIAL | CONFIDENTIAL | review |  | CONFIDENTIAL | CONFIDENTIAL | transfer_purchase | 1 | unknown | unknown_2021_1 | 0% | 1 | CONFIDENTIAL | CONFIDENTIAL | ok | special | 0 | 0 | transfer_purchase__CONFIDENTIAL | 0 | 0 | 1 | 1 | 1 | 0 | 1 | 0 | 0 | 1
PCEA | transfer_purchase |  | 2021 | 2 | 0 | CONFIDENTIAL | CONFIDENTIAL | review |  | CONFIDENTIAL | CONFIDENTIAL | transfer_purchase | 1 | unknown | unknown_2021_2 | 0% | 1 | CONFIDENTIAL | CONFIDENTIAL | ok | special | 0 | 0 | transfer_purchase__CONFIDENTIAL | 0 | 0 | 1 | 1 | 1 | 0 | 1 | 0 | 0 | 1
PCEA | transfer_purchase |  | 2021 | 3 | 0 | CONFIDENTIAL | CONFIDENTIAL | review |  | CONFIDENTIAL | CONFIDENTIAL | transfer_purchase | 1 | unknown | unknown_2021_3 | 0% | 1 | CONFIDENTIAL | CONFIDENTIAL | ok | special | 0 | 0 | transfer_purchase__CONFIDENTIAL | 0 | 0 | 1 | 1 | 1 | 0 | 1 | 0 | 0 | 1
PCEA | transfer_purchase |  | 2021 | 4 | 0 | CONFIDENTIAL | CONFIDENTIAL | review |  | CONFIDENTIAL | CONFIDENTIAL | transfer_purchase | 1 | unknown | unknown_2021_4 | 0% | 1 | CONFIDENTIAL | CONFIDENTIAL | ok | special | 0 | 0 | transfer_purchase__CONFIDENTIAL | 0 | 0 | 1 | 1 | 1 | 0 | 1 | 0 | 0 | 1
PCEA | transfer_purchase |  | 2021 | 5 | 0 | CONFIDENTIAL | CONFIDENTIAL | review |  | CONFIDENTIAL | CONFIDENTIAL | transfer_purchase | 1 | unknown | unknown_2021_5 | 0% | 1 | CONFIDENTIAL | CONFIDENTIAL | ok | special | 0 | 0 | transfer_purchase__CONFIDENTIAL | 0 | 0 | 1 | 1 | 1 | 0 | 1 | 0 | 0 | 1
PCEA | transfer_purchase |  | 2021 | 6 | 0 | CONFIDENTIAL | CONFIDENTIAL | review |  | CONFIDENTIAL | CONFIDENTIAL | transfer_purchase | 1 | unknown | unknown_2021_6 | 0% | 1 | CONFIDENTIAL | CONFIDENTIAL | ok | special | 0 | 0 | transfer_purchase__CONFIDENTIAL | 0 | 0 | 1 | 1 | 1 | 0 | 1 | 0 | 0 | 1
PCEA | transfer_purchase |  | 2021 | 7 | 0 | CONFIDENTIAL | CONFIDENTIAL | review |  | CONFIDENTIAL | CONFIDENTIAL | transfer_purchase | 1 | unknown | unknown_2021_7 | 0% | 1 | CONFIDENTIAL | CONFIDENTIAL | ok | special | 0 | 0 | transfer_purchase__CONFIDENTIAL | 0 | 0 | 1 | 1 | 1 | 0 | 1 | 0 | 0 | 1
PCEA | transfer_purchase |  | 2021 | 8 | 0 | CONFIDENTIAL | CONFIDENTIAL | review |  | CONFIDENTIAL | CONFIDENTIAL | transfer_purchase | 1 | unknown | unknown_2021_8 | 0% | 1 | CONFIDENTIAL | CONFIDENTIAL | ok | special | 0 | 0 | transfer_purchase__CONFIDENTIAL | 0 | 0 | 1 | 1 | 1 | 0 | 1 | 0 | 0 | 1
PCEA | transfer_purchase |  | 2021 | 9 | 0 | CONFIDENTIAL | CONFIDENTIAL | review |  | CONFIDENTIAL | CONFIDENTIAL | transfer_purchase | 1 | unknown | unknown_2021_9 | 0% | 1 | CONFIDENTIAL | CONFIDENTIAL | ok | special | 0 | 0 | transfer_purchase__CONFIDENTIAL | 0 | 0 | 1 | 1 | 1 | 0 | 1 | 0 | 0 | 1
PCEA | transfer_purchase |  | 2021 | 10 | 0 | CONFIDENTIAL | CONFIDENTIAL | review |  | CONFIDENTIAL | CONFIDENTIAL | transfer_purchase | 1 | unknown | unknown_2021_10 | 0% | 1 | CONFIDENTIAL | CONFIDENTIAL | ok | special | 0 | 0 | transfer_purchase__CONFIDENTIAL | 0 | 0 | 1 | 1 | 1 | 0 | 1 | 0 | 0 | 1
PCEA | transfer_purchase |  | 2021 | 11 | 0 | CONFIDENTIAL | CONFIDENTIAL | review |  | CONFIDENTIAL | CONFIDENTIAL | transfer_purchase | 1 | unknown | unknown_2021_11 | 0% | 1 | CONFIDENTIAL | CONFIDENTIAL | ok | special | 0 | 0 | transfer_purchase__CONFIDENTIAL | 0 | 0 | 1 | 1 | 1 | 0 | 1 | 0 | 0 | 1
PCEA | transfer_purchase |  | 2021 | 12 | 0 | CONFIDENTIAL | CONFIDENTIAL | review |  | CONFIDENTIAL | CONFIDENTIAL | transfer_purchase | 1 | unknown | unknown_2021_12 | 0% | 1 | CONFIDENTIAL | CONFIDENTIAL | ok | special | 0 | 0 | transfer_purchase__CONFIDENTIAL | 0 | 0 | 1 | 1 | 1 | 0 | 1 | 0 | 0 | 1
Calpine Energy Services, L.P. | transfer_sale |  | 2021 | 1 | 0 | CONFIDENTIAL | CONFIDENTIAL | review |  | CONFIDENTIAL | CONFIDENTIAL | transfer_sale | 1 | unknown | unknown_2021_1 | 0% | 1 | CONFIDENTIAL | CONFIDENTIAL | ok | special | 0 | 0 | transfer_sale__CONFIDENTIAL | 0 | 0 | 1 | 1 | 1 | 0 | 1 | 0 | 0 | 1
Calpine Energy Services, L.P. | transfer_sale |  | 2021 | 2 | 0 | CONFIDENTIAL | CONFIDENTIAL | review |  | CONFIDENTIAL | CONFIDENTIAL | transfer_sale | 1 | unknown | unknown_2021_2 | 0% | 1 | CONFIDENTIAL | CONFIDENTIAL | ok | special | 0 | 0 | transfer_sale__CONFIDENTIAL | 0 | 0 | 1 | 1 | 1 | 0 | 1 | 0 | 0 | 1
Calpine Energy Services, L.P. | transfer_sale |  | 2021 | 3 | 0 | CONFIDENTIAL | CONFIDENTIAL | review |  | CONFIDENTIAL | CONFIDENTIAL | transfer_sale | 1 | unknown | unknown_2021_3 | 0% | 1 | CONFIDENTIAL | CONFIDENTIAL | ok | special | 0 | 0 | transfer_sale__CONFIDENTIAL | 0 | 0 | 1 | 1 | 1 | 0 | 1 | 0 | 0 | 1
Calpine Energy Services, L.P. | transfer_sale |  | 2021 | 4 | 0 | CONFIDENTIAL | CONFIDENTIAL | review |  | CONFIDENTIAL | CONFIDENTIAL | transfer_sale | 1 | unknown | unknown_2021_4 | 0% | 1 | CONFIDENTIAL | CONFIDENTIAL | ok | special | 0 | 0 | transfer_sale__CONFIDENTIAL | 0 | 0 | 1 | 1 | 1 | 0 | 1 | 0 | 0 | 1
Calpine Energy Services, L.P. | transfer_sale |  | 2021 | 5 | 0 | CONFIDENTIAL | CONFIDENTIAL | review |  | CONFIDENTIAL | CONFIDENTIAL | transfer_sale | 1 | unknown | unknown_2021_5 | 0% | 1 | CONFIDENTIAL | CONFIDENTIAL | ok | special | 0 | 0 | transfer_sale__CONFIDENTIAL | 0 | 0 | 1 | 1 | 1 | 0 | 1 | 0 | 0 | 1
Calpine Energy Services, L.P. | transfer_sale |  | 2021 | 6 | 0 | CONFIDENTIAL | CONFIDENTIAL | review |  | CONFIDENTIAL | CONFIDENTIAL | transfer_sale | 1 | unknown | unknown_2021_6 | 0% | 1 | CONFIDENTIAL | CONFIDENTIAL | ok | special | 0 | 0 | transfer_sale__CONFIDENTIAL | 0 | 0 | 1 | 1 | 1 | 0 | 1 | 0 | 0 | 1
Calpine Energy Services, L.P. | transfer_sale |  | 2021 | 7 | 0 | CONFIDENTIAL | CONFIDENTIAL | review |  | CONFIDENTIAL | CONFIDENTIAL | transfer_sale | 1 | unknown | unknown_2021_7 | 0% | 1 | CONFIDENTIAL | CONFIDENTIAL | ok | special | 0 | 0 | transfer_sale__CONFIDENTIAL | 0 | 0 | 1 | 1 | 1 | 0 | 1 | 0 | 0 | 1
Calpine Energy Services, L.P. | transfer_sale |  | 2021 | 8 | 0 | CONFIDENTIAL | CONFIDENTIAL | review |  | CONFIDENTIAL | CONFIDENTIAL | transfer_sale | 1 | unknown | unknown_2021_8 | 0% | 1 | CONFIDENTIAL | CONFIDENTIAL | ok | special | 0 | 0 | transfer_sale__CONFIDENTIAL | 0 | 0 | 1 | 1 | 1 | 0 | 1 | 0 | 0 | 1
Calpine Energy Services, L.P. | transfer_sale |  | 2021 | 9 | 0 | CONFIDENTIAL | CONFIDENTIAL | review |  | CONFIDENTIAL | CONFIDENTIAL | transfer_sale | 1 | unknown | unknown_2021_9 | 0% | 1 | CONFIDENTIAL | CONFIDENTIAL | ok | special | 0 | 0 | transfer_sale__CONFIDENTIAL | 0 | 0 | 1 | 1 | 1 | 0 | 1 | 0 | 0 | 1
Calpine Energy Services, L.P. | transfer_sale |  | 2021 | 10 | 0 | CONFIDENTIAL | CONFIDENTIAL | review |  | CONFIDENTIAL | CONFIDENTIAL | transfer_sale | 1 | unknown | unknown_2021_10 | 0% | 1 | CONFIDENTIAL | CONFIDENTIAL | ok | special | 0 | 0 | transfer_sale__CONFIDENTIAL | 0 | 0 | 1 | 1 | 1 | 0 | 1 | 0 | 0 | 1
Calpine Energy Services, L.P. | transfer_sale |  | 2021 | 11 | 0 | CONFIDENTIAL | CONFIDENTIAL | review |  | CONFIDENTIAL | CONFIDENTIAL | transfer_sale | 1 | unknown | unknown_2021_11 | 0% | 1 | CONFIDENTIAL | CONFIDENTIAL | ok | special | 0 | 0 | transfer_sale__CONFIDENTIAL | 0 | 0 | 1 | 1 | 1 | 0 | 1 | 0 | 0 | 1
Calpine Energy Services, L.P. | transfer_sale |  | 2021 | 12 | 0 | CONFIDENTIAL | CONFIDENTIAL | review |  | CONFIDENTIAL | CONFIDENTIAL | transfer_sale | 1 | unknown | unknown_2021_12 | 0% | 1 | CONFIDENTIAL | CONFIDENTIAL | ok | special | 0 | 0 | transfer_sale__CONFIDENTIAL | 0 | 0 | 1 | 1 | 1 | 0 | 1 | 0 | 0 | 1
PCEA | transfer_purchase |  | 2022 | 1 | 0 | CONFIDENTIAL | CONFIDENTIAL | online |  | CONFIDENTIAL | CONFIDENTIAL | transfer_purchase | 1 | unknown | unknown_2022_1 | 0% | 1 | CONFIDENTIAL | CONFIDENTIAL | ok | special | 0 | 0 | transfer_purchase__CONFIDENTIAL | 0 | 0 | 1 | 1 | 1 | 0 | 1 | 0 | 0 | 1
PCEA | transfer_purchase |  | 2022 | 2 | 0 | CONFIDENTIAL | CONFIDENTIAL | online |  | CONFIDENTIAL | CONFIDENTIAL | transfer_purchase | 1 | unknown | unknown_2022_2 | 0% | 1 | CONFIDENTIAL | CONFIDENTIAL | ok | special | 0 | 0 | transfer_purchase__CONFIDENTIAL | 0 | 0 | 1 | 1 | 1 | 0 | 1 | 0 | 0 | 1
PCEA | transfer_purchase |  | 2022 | 3 | 0 | CONFIDENTIAL | CONFIDENTIAL | online |  | CONFIDENTIAL | CONFIDENTIAL | transfer_purchase | 1 | unknown | unknown_2022_3 | 0% | 1 | CONFIDENTIAL | CONFIDENTIAL | ok | special | 0 | 0 | transfer_purchase__CONFIDENTIAL | 0 | 0 | 1 | 1 | 1 | 0 | 1 | 0 | 0 | 1
PCEA | transfer_purchase |  | 2022 | 4 | 0 | CONFIDENTIAL | CONFIDENTIAL | online |  | CONFIDENTIAL | CONFIDENTIAL | transfer_purchase | 1 | unknown | unknown_2022_4 | 0% | 1 | CONFIDENTIAL | CONFIDENTIAL | ok | special | 0 | 0 | transfer_purchase__CONFIDENTIAL | 0 | 0 | 1 | 1 | 1 | 0 | 1 | 0 | 0 | 1
PCEA | transfer_purchase |  | 2022 | 5 | 0 | CONFIDENTIAL | CONFIDENTIAL | online |  | CONFIDENTIAL | CONFIDENTIAL | transfer_purchase | 1 | unknown | unknown_2022_5 | 0% | 1 | CONFIDENTIAL | CONFIDENTIAL | ok | special | 0 | 0 | transfer_purchase__CONFIDENTIAL | 0 | 0 | 1 | 1 | 1 | 0 | 1 | 0 | 0 | 1
PCEA | transfer_purchase |  | 2022 | 6 | 0 | CONFIDENTIAL | CONFIDENTIAL | online |  | CONFIDENTIAL | CONFIDENTIAL | transfer_purchase | 1 | unknown | unknown_2022_6 | 0% | 1 | CONFIDENTIAL | CONFIDENTIAL | ok | special | 0 | 0 | transfer_purchase__CONFIDENTIAL | 0 | 0 | 1 | 1 | 1 | 0 | 1 | 0 | 0 | 1
PCEA | transfer_purchase |  | 2022 | 7 | 0 | CONFIDENTIAL | CONFIDENTIAL | online |  | CONFIDENTIAL | CONFIDENTIAL | transfer_purchase | 1 | unknown | unknown_2022_7 | 0% | 1 | CONFIDENTIAL | CONFIDENTIAL | ok | special | 0 | 0 | transfer_purchase__CONFIDENTIAL | 0 | 0 | 1 | 1 | 1 | 0 | 1 | 0 | 0 | 1
PCEA | transfer_purchase |  | 2022 | 8 | 0 | CONFIDENTIAL | CONFIDENTIAL | online |  | CONFIDENTIAL | CONFIDENTIAL | transfer_purchase | 1 | unknown | unknown_2022_8 | 0% | 1 | CONFIDENTIAL | CONFIDENTIAL | ok | special | 0 | 0 | transfer_purchase__CONFIDENTIAL | 0 | 0 | 1 | 1 | 1 | 0 | 1 | 0 | 0 | 1
PCEA | transfer_purchase |  | 2022 | 9 | 0 | CONFIDENTIAL | CONFIDENTIAL | online |  | CONFIDENTIAL | CONFIDENTIAL | transfer_purchase | 1 | unknown | unknown_2022_9 | 0% | 1 | CONFIDENTIAL | CONFIDENTIAL | ok | special | 0 | 0 | transfer_purchase__CONFIDENTIAL | 0 | 0 | 1 | 1 | 1 | 0 | 1 | 0 | 0 | 1
PCEA | transfer_purchase |  | 2022 | 10 | 0 | CONFIDENTIAL | CONFIDENTIAL | online |  | CONFIDENTIAL | CONFIDENTIAL | transfer_purchase | 1 | unknown | unknown_2022_10 | 0% | 1 | CONFIDENTIAL | CONFIDENTIAL | ok | special | 0 | 0 | transfer_purchase__CONFIDENTIAL | 0 | 0 | 1 | 1 | 1 | 0 | 1 | 0 | 0 | 1
PCEA | transfer_purchase |  | 2022 | 11 | 0 | CONFIDENTIAL | CONFIDENTIAL | online |  | CONFIDENTIAL | CONFIDENTIAL | transfer_purchase | 1 | unknown | unknown_2022_11 | 0% | 1 | CONFIDENTIAL | CONFIDENTIAL | ok | special | 0 | 0 | transfer_purchase__CONFIDENTIAL | 0 | 0 | 1 | 1 | 1 | 0 | 1 | 0 | 0 | 1
PCEA | transfer_purchase |  | 2022 | 12 | 0 | CONFIDENTIAL | CONFIDENTIAL | online |  | CONFIDENTIAL | CONFIDENTIAL | transfer_purchase | 1 | unknown | unknown_2022_12 | 0% | 1 | CONFIDENTIAL | CONFIDENTIAL | ok | special | 0 | 0 | transfer_purchase__CONFIDENTIAL | 0 | 0 | 1 | 1 | 1 | 0 | 1 | 0 | 0 | 1
PCEA | transfer_purchase |  | 2022 | 1 | 0 | CONFIDENTIAL | CONFIDENTIAL | online |  | CONFIDENTIAL | CONFIDENTIAL | transfer_purchase | 1 | unknown | unknown_2022_1 | 0% | 1 | CONFIDENTIAL | CONFIDENTIAL | ok | special | 0 | 0 | transfer_purchase__CONFIDENTIAL | 0 | 0 | 1 | 1 | 1 | 0 | 1 | 0 | 0 | 1
PCEA | transfer_purchase |  | 2022 | 2 | 0 | CONFIDENTIAL | CONFIDENTIAL | online |  | CONFIDENTIAL | CONFIDENTIAL | transfer_purchase | 1 | unknown | unknown_2022_2 | 0% | 1 | CONFIDENTIAL | CONFIDENTIAL | ok | special | 0 | 0 | transfer_purchase__CONFIDENTIAL | 0 | 0 | 1 | 1 | 1 | 0 | 1 | 0 | 0 | 1
PCEA | transfer_purchase |  | 2022 | 3 | 0 | CONFIDENTIAL | CONFIDENTIAL | online |  | CONFIDENTIAL | CONFIDENTIAL | transfer_purchase | 1 | unknown | unknown_2022_3 | 0% | 1 | CONFIDENTIAL | CONFIDENTIAL | ok | special | 0 | 0 | transfer_purchase__CONFIDENTIAL | 0 | 0 | 1 | 1 | 1 | 0 | 1 | 0 | 0 | 1
PCEA | transfer_purchase |  | 2022 | 4 | 0 | CONFIDENTIAL | CONFIDENTIAL | online |  | CONFIDENTIAL | CONFIDENTIAL | transfer_purchase | 1 | unknown | unknown_2022_4 | 0% | 1 | CONFIDENTIAL | CONFIDENTIAL | ok | special | 0 | 0 | transfer_purchase__CONFIDENTIAL | 0 | 0 | 1 | 1 | 1 | 0 | 1 | 0 | 0 | 1
PCEA | transfer_purchase |  | 2022 | 5 | 0 | CONFIDENTIAL | CONFIDENTIAL | online |  | CONFIDENTIAL | CONFIDENTIAL | transfer_purchase | 1 | unknown | unknown_2022_5 | 0% | 1 | CONFIDENTIAL | CONFIDENTIAL | ok | special | 0 | 0 | transfer_purchase__CONFIDENTIAL | 0 | 0 | 1 | 1 | 1 | 0 | 1 | 0 | 0 | 1
PCEA | transfer_purchase |  | 2022 | 6 | 0 | CONFIDENTIAL | CONFIDENTIAL | online |  | CONFIDENTIAL | CONFIDENTIAL | transfer_purchase | 1 | unknown | unknown_2022_6 | 0% | 1 | CONFIDENTIAL | CONFIDENTIAL | ok | special | 0 | 0 | transfer_purchase__CONFIDENTIAL | 0 | 0 | 1 | 1 | 1 | 0 | 1 | 0 | 0 | 1
PCEA | transfer_purchase |  | 2022 | 7 | 0 | CONFIDENTIAL | CONFIDENTIAL | online |  | CONFIDENTIAL | CONFIDENTIAL | transfer_purchase | 1 | unknown | unknown_2022_7 | 0% | 1 | CONFIDENTIAL | CONFIDENTIAL | ok | special | 0 | 0 | transfer_purchase__CONFIDENTIAL | 0 | 0 | 1 | 1 | 1 | 0 | 1 | 0 | 0 | 1
PCEA | transfer_purchase |  | 2022 | 8 | 0 | CONFIDENTIAL | CONFIDENTIAL | online |  | CONFIDENTIAL | CONFIDENTIAL | transfer_purchase | 1 | unknown | unknown_2022_8 | 0% | 1 | CONFIDENTIAL | CONFIDENTIAL | ok | special | 0 | 0 | transfer_purchase__CONFIDENTIAL | 0 | 0 | 1 | 1 | 1 | 0 | 1 | 0 | 0 | 1
PCEA | transfer_purchase |  | 2022 | 9 | 0 | CONFIDENTIAL | CONFIDENTIAL | online |  | CONFIDENTIAL | CONFIDENTIAL | transfer_purchase | 1 | unknown | unknown_2022_9 | 0% | 1 | CONFIDENTIAL | CONFIDENTIAL | ok | special | 0 | 0 | transfer_purchase__CONFIDENTIAL | 0 | 0 | 1 | 1 | 1 | 0 | 1 | 0 | 0 | 1
PCEA | transfer_purchase |  | 2022 | 10 | 0 | CONFIDENTIAL | CONFIDENTIAL | online |  | CONFIDENTIAL | CONFIDENTIAL | transfer_purchase | 1 | unknown | unknown_2022_10 | 0% | 1 | CONFIDENTIAL | CONFIDENTIAL | ok | special | 0 | 0 | transfer_purchase__CONFIDENTIAL | 0 | 0 | 1 | 1 | 1 | 0 | 1 | 0 | 0 | 1
PCEA | transfer_purchase |  | 2022 | 11 | 0 | CONFIDENTIAL | CONFIDENTIAL | online |  | CONFIDENTIAL | CONFIDENTIAL | transfer_purchase | 1 | unknown | unknown_2022_11 | 0% | 1 | CONFIDENTIAL | CONFIDENTIAL | ok | special | 0 | 0 | transfer_purchase__CONFIDENTIAL | 0 | 0 | 1 | 1 | 1 | 0 | 1 | 0 | 0 | 1
PCEA | transfer_purchase |  | 2022 | 12 | 0 | CONFIDENTIAL | CONFIDENTIAL | online |  | CONFIDENTIAL | CONFIDENTIAL | transfer_purchase | 1 | unknown | unknown_2022_12 | 0% | 1 | CONFIDENTIAL | CONFIDENTIAL | ok | special | 0 | 0 | transfer_purchase__CONFIDENTIAL | 0 | 0 | 1 | 1 | 1 | 0 | 1 | 0 | 0 | 1
PCEA | PNOCHE_1_PL1X2 |  | 2022 | 1 | 0 | CONFIDENTIAL | CONFIDENTIAL | online |  | CONFIDENTIAL | CONFIDENTIAL | CAISO_Peaker2 | 1 | thermal | thermal_2022_1 | 100% | 1 | CONFIDENTIAL | CONFIDENTIAL | ok | physical | 0 | 0 | PNOCHE_1_PL1X2__CONFIDENTIAL | 0 | 0 | 1 | 1 | 1 | 0 | 1 | 0 | 0 | 1
PCEA | PNOCHE_1_PL1X2 |  | 2022 | 2 | 0 | CONFIDENTIAL | CONFIDENTIAL | online |  | CONFIDENTIAL | CONFIDENTIAL | CAISO_Peaker2 | 1 | thermal | thermal_2022_2 | 100% | 1 | CONFIDENTIAL | CONFIDENTIAL | ok | physical | 0 | 0 | PNOCHE_1_PL1X2__CONFIDENTIAL | 0 | 0 | 1 | 1 | 1 | 0 | 1 | 0 | 0 | 1
PCEA | PNOCHE_1_PL1X2 |  | 2022 | 3 | 0 | CONFIDENTIAL | CONFIDENTIAL | online |  | CONFIDENTIAL | CONFIDENTIAL | CAISO_Peaker2 | 1 | thermal | thermal_2022_3 | 100% | 1 | CONFIDENTIAL | CONFIDENTIAL | ok | physical | 0 | 0 | PNOCHE_1_PL1X2__CONFIDENTIAL | 0 | 0 | 1 | 1 | 1 | 0 | 1 | 0 | 0 | 1
PCEA | PNOCHE_1_PL1X2 |  | 2022 | 4 | 0 | CONFIDENTIAL | CONFIDENTIAL | online |  | CONFIDENTIAL | CONFIDENTIAL | CAISO_Peaker2 | 1 | thermal | thermal_2022_4 | 100% | 1 | CONFIDENTIAL | CONFIDENTIAL | ok | physical | 0 | 0 | PNOCHE_1_PL1X2__CONFIDENTIAL | 0 | 0 | 1 | 1 | 1 | 0 | 1 | 0 | 0 | 1
PCEA | PNOCHE_1_PL1X2 |  | 2022 | 5 | 0 | CONFIDENTIAL | CONFIDENTIAL | online |  | CONFIDENTIAL | CONFIDENTIAL | CAISO_Peaker2 | 1 | thermal | thermal_2022_5 | 100% | 1 | CONFIDENTIAL | CONFIDENTIAL | ok | physical | 0 | 0 | PNOCHE_1_PL1X2__CONFIDENTIAL | 0 | 0 | 1 | 1 | 1 | 0 | 1 | 0 | 0 | 1
PCEA | PNOCHE_1_PL1X2 |  | 2022 | 6 | 0 | CONFIDENTIAL | CONFIDENTIAL | online |  | CONFIDENTIAL | CONFIDENTIAL | CAISO_Peaker2 | 1 | thermal | thermal_2022_6 | 100% | 1 | CONFIDENTIAL | CONFIDENTIAL | ok | physical | 0 | 0 | PNOCHE_1_PL1X2__CONFIDENTIAL | 0 | 0 | 1 | 1 | 1 | 0 | 1 | 0 | 0 | 1
PCEA | PNOCHE_1_PL1X2 |  | 2022 | 7 | 0 | CONFIDENTIAL | CONFIDENTIAL | online |  | CONFIDENTIAL | CONFIDENTIAL | CAISO_Peaker2 | 1 | thermal | thermal_2022_7 | 100% | 1 | CONFIDENTIAL | CONFIDENTIAL | ok | physical | 0 | 0 | PNOCHE_1_PL1X2__CONFIDENTIAL | 0 | 0 | 1 | 1 | 1 | 0 | 1 | 0 | 0 | 1
PCEA | PNOCHE_1_PL1X2 |  | 2022 | 8 | 0 | CONFIDENTIAL | CONFIDENTIAL | online |  | CONFIDENTIAL | CONFIDENTIAL | CAISO_Peaker2 | 1 | thermal | thermal_2022_8 | 100% | 1 | CONFIDENTIAL | CONFIDENTIAL | ok | physical | 0 | 0 | PNOCHE_1_PL1X2__CONFIDENTIAL | 0 | 0 | 1 | 1 | 1 | 0 | 1 | 0 | 0 | 1
PCEA | PNOCHE_1_PL1X2 |  | 2022 | 9 | 0 | CONFIDENTIAL | CONFIDENTIAL | online |  | CONFIDENTIAL | CONFIDENTIAL | CAISO_Peaker2 | 1 | thermal | thermal_2022_9 | 100% | 1 | CONFIDENTIAL | CONFIDENTIAL | ok | physical | 0 | 0 | PNOCHE_1_PL1X2__CONFIDENTIAL | 0 | 0 | 1 | 1 | 1 | 0 | 1 | 0 | 0 | 1
PCEA | PNOCHE_1_PL1X2 |  | 2022 | 10 | 0 | CONFIDENTIAL | CONFIDENTIAL | online |  | CONFIDENTIAL | CONFIDENTIAL | CAISO_Peaker2 | 1 | thermal | thermal_2022_10 | 100% | 1 | CONFIDENTIAL | CONFIDENTIAL | ok | physical | 0 | 0 | PNOCHE_1_PL1X2__CONFIDENTIAL | 0 | 0 | 1 | 1 | 1 | 0 | 1 | 0 | 0 | 1
PCEA | PNOCHE_1_PL1X2 |  | 2022 | 11 | 0 | CONFIDENTIAL | CONFIDENTIAL | online |  | CONFIDENTIAL | CONFIDENTIAL | CAISO_Peaker2 | 1 | thermal | thermal_2022_11 | 100% | 1 | CONFIDENTIAL | CONFIDENTIAL | ok | physical | 0 | 0 | PNOCHE_1_PL1X2__CONFIDENTIAL | 0 | 0 | 1 | 1 | 1 | 0 | 1 | 0 | 0 | 1
PCEA | PNOCHE_1_PL1X2 |  | 2022 | 12 | 0 | CONFIDENTIAL | CONFIDENTIAL | online |  | CONFIDENTIAL | CONFIDENTIAL | CAISO_Peaker2 | 1 | thermal | thermal_2022_12 | 100% | 1 | CONFIDENTIAL | CONFIDENTIAL | ok | physical | 0 | 0 | PNOCHE_1_PL1X2__CONFIDENTIAL | 0 | 0 | 1 | 1 | 1 | 0 | 1 | 0 | 0 | 1
PCEA | transfer_purchase |  | 2022 | 1 | 0 | CONFIDENTIAL | CONFIDENTIAL | online |  | CONFIDENTIAL | CONFIDENTIAL | transfer_purchase | 1 | unknown | unknown_2022_1 | 0% | 1 | CONFIDENTIAL | CONFIDENTIAL | ok | special | 0 | 0 | transfer_purchase__CONFIDENTIAL | 0 | 0 | 1 | 1 | 1 | 0 | 1 | 0 | 0 | 1
PCEA | transfer_purchase |  | 2022 | 2 | 0 | CONFIDENTIAL | CONFIDENTIAL | online |  | CONFIDENTIAL | CONFIDENTIAL | transfer_purchase | 1 | unknown | unknown_2022_2 | 0% | 1 | CONFIDENTIAL | CONFIDENTIAL | ok | special | 0 | 0 | transfer_purchase__CONFIDENTIAL | 0 | 0 | 1 | 1 | 1 | 0 | 1 | 0 | 0 | 1
PCEA | transfer_purchase |  | 2022 | 3 | 0 | CONFIDENTIAL | CONFIDENTIAL | online |  | CONFIDENTIAL | CONFIDENTIAL | transfer_purchase | 1 | unknown | unknown_2022_3 | 0% | 1 | CONFIDENTIAL | CONFIDENTIAL | ok | special | 0 | 0 | transfer_purchase__CONFIDENTIAL | 0 | 0 | 1 | 1 | 1 | 0 | 1 | 0 | 0 | 1
PCEA | transfer_purchase |  | 2022 | 4 | 0 | CONFIDENTIAL | CONFIDENTIAL | online |  | CONFIDENTIAL | CONFIDENTIAL | transfer_purchase | 1 | unknown | unknown_2022_4 | 0% | 1 | CONFIDENTIAL | CONFIDENTIAL | ok | special | 0 | 0 | transfer_purchase__CONFIDENTIAL | 0 | 0 | 1 | 1 | 1 | 0 | 1 | 0 | 0 | 1
PCEA | transfer_purchase |  | 2022 | 5 | 0 | CONFIDENTIAL | CONFIDENTIAL | online |  | CONFIDENTIAL | CONFIDENTIAL | transfer_purchase | 1 | unknown | unknown_2022_5 | 0% | 1 | CONFIDENTIAL | CONFIDENTIAL | ok | special | 0 | 0 | transfer_purchase__CONFIDENTIAL | 0 | 0 | 1 | 1 | 1 | 0 | 1 | 0 | 0 | 1
PCEA | transfer_purchase |  | 2022 | 6 | 0 | CONFIDENTIAL | CONFIDENTIAL | online |  | CONFIDENTIAL | CONFIDENTIAL | transfer_purchase | 1 | unknown | unknown_2022_6 | 0% | 1 | CONFIDENTIAL | CONFIDENTIAL | ok | special | 0 | 0 | transfer_purchase__CONFIDENTIAL | 0 | 0 | 1 | 1 | 1 | 0 | 1 | 0 | 0 | 1
PCEA | transfer_purchase |  | 2022 | 7 | 0 | CONFIDENTIAL | CONFIDENTIAL | online |  | CONFIDENTIAL | CONFIDENTIAL | transfer_purchase | 1 | unknown | unknown_2022_7 | 0% | 1 | CONFIDENTIAL | CONFIDENTIAL | ok | special | 0 | 0 | transfer_purchase__CONFIDENTIAL | 0 | 0 | 1 | 1 | 1 | 0 | 1 | 0 | 0 | 1
PCEA | transfer_purchase |  | 2022 | 8 | 0 | CONFIDENTIAL | CONFIDENTIAL | online |  | CONFIDENTIAL | CONFIDENTIAL | transfer_purchase | 1 | unknown | unknown_2022_8 | 0% | 1 | CONFIDENTIAL | CONFIDENTIAL | ok | special | 0 | 0 | transfer_purchase__CONFIDENTIAL | 0 | 0 | 1 | 1 | 1 | 0 | 1 | 0 | 0 | 1
PCEA | transfer_purchase |  | 2022 | 9 | 0 | CONFIDENTIAL | CONFIDENTIAL | online |  | CONFIDENTIAL | CONFIDENTIAL | transfer_purchase | 1 | unknown | unknown_2022_9 | 0% | 1 | CONFIDENTIAL | CONFIDENTIAL | ok | special | 0 | 0 | transfer_purchase__CONFIDENTIAL | 0 | 0 | 1 | 1 | 1 | 0 | 1 | 0 | 0 | 1
PCEA | transfer_purchase |  | 2022 | 10 | 0 | CONFIDENTIAL | CONFIDENTIAL | online |  | CONFIDENTIAL | CONFIDENTIAL | transfer_purchase | 1 | unknown | unknown_2022_10 | 0% | 1 | CONFIDENTIAL | CONFIDENTIAL | ok | special | 0 | 0 | transfer_purchase__CONFIDENTIAL | 0 | 0 | 1 | 1 | 1 | 0 | 1 | 0 | 0 | 1
PCEA | transfer_purchase |  | 2022 | 11 | 0 | CONFIDENTIAL | CONFIDENTIAL | online |  | CONFIDENTIAL | CONFIDENTIAL | transfer_purchase | 1 | unknown | unknown_2022_11 | 0% | 1 | CONFIDENTIAL | CONFIDENTIAL | ok | special | 0 | 0 | transfer_purchase__CONFIDENTIAL | 0 | 0 | 1 | 1 | 1 | 0 | 1 | 0 | 0 | 1
PCEA | transfer_purchase |  | 2022 | 12 | 0 | CONFIDENTIAL | CONFIDENTIAL | online |  | CONFIDENTIAL | CONFIDENTIAL | transfer_purchase | 1 | unknown | unknown_2022_12 | 0% | 1 | CONFIDENTIAL | CONFIDENTIAL | ok | special | 0 | 0 | transfer_purchase__CONFIDENTIAL | 0 | 0 | 1 | 1 | 1 | 0 | 1 | 0 | 0 | 1
PCEA | transfer_purchase |  | 2022 | 1 | 0 | CONFIDENTIAL | CONFIDENTIAL | online |  | CONFIDENTIAL | CONFIDENTIAL | transfer_purchase | 1 | unknown | unknown_2022_1 | 0% | 1 | CONFIDENTIAL | CONFIDENTIAL | ok | special | 0 | 0 | transfer_purchase__CONFIDENTIAL | 0 | 0 | 1 | 1 | 1 | 0 | 1 | 0 | 0 | 1
PCEA | transfer_purchase |  | 2022 | 2 | 0 | CONFIDENTIAL | CONFIDENTIAL | online |  | CONFIDENTIAL | CONFIDENTIAL | transfer_purchase | 1 | unknown | unknown_2022_2 | 0% | 1 | CONFIDENTIAL | CONFIDENTIAL | ok | special | 0 | 0 | transfer_purchase__CONFIDENTIAL | 0 | 0 | 1 | 1 | 1 | 0 | 1 | 0 | 0 | 1
PCEA | transfer_purchase |  | 2022 | 3 | 0 | CONFIDENTIAL | CONFIDENTIAL | online |  | CONFIDENTIAL | CONFIDENTIAL | transfer_purchase | 1 | unknown | unknown_2022_3 | 0% | 1 | CONFIDENTIAL | CONFIDENTIAL | ok | special | 0 | 0 | transfer_purchase__CONFIDENTIAL | 0 | 0 | 1 | 1 | 1 | 0 | 1 | 0 | 0 | 1
PCEA | transfer_purchase |  | 2022 | 4 | 0 | CONFIDENTIAL | CONFIDENTIAL | online |  | CONFIDENTIAL | CONFIDENTIAL | transfer_purchase | 1 | unknown | unknown_2022_4 | 0% | 1 | CONFIDENTIAL | CONFIDENTIAL | ok | special | 0 | 0 | transfer_purchase__CONFIDENTIAL | 0 | 0 | 1 | 1 | 1 | 0 | 1 | 0 | 0 | 1
PCEA | transfer_purchase |  | 2022 | 5 | 0 | CONFIDENTIAL | CONFIDENTIAL | online |  | CONFIDENTIAL | CONFIDENTIAL | transfer_purchase | 1 | unknown | unknown_2022_5 | 0% | 1 | CONFIDENTIAL | CONFIDENTIAL | ok | special | 0 | 0 | transfer_purchase__CONFIDENTIAL | 0 | 0 | 1 | 1 | 1 | 0 | 1 | 0 | 0 | 1
PCEA | transfer_purchase |  | 2022 | 6 | 0 | CONFIDENTIAL | CONFIDENTIAL | online |  | CONFIDENTIAL | CONFIDENTIAL | transfer_purchase | 1 | unknown | unknown_2022_6 | 0% | 1 | CONFIDENTIAL | CONFIDENTIAL | ok | special | 0 | 0 | transfer_purchase__CONFIDENTIAL | 0 | 0 | 1 | 1 | 1 | 0 | 1 | 0 | 0 | 1
PCEA | transfer_purchase |  | 2022 | 7 | 0 | CONFIDENTIAL | CONFIDENTIAL | online |  | CONFIDENTIAL | CONFIDENTIAL | transfer_purchase | 1 | unknown | unknown_2022_7 | 0% | 1 | CONFIDENTIAL | CONFIDENTIAL | ok | special | 0 | 0 | transfer_purchase__CONFIDENTIAL | 0 | 0 | 1 | 1 | 1 | 0 | 1 | 0 | 0 | 1
PCEA | transfer_purchase |  | 2022 | 8 | 0 | CONFIDENTIAL | CONFIDENTIAL | online |  | CONFIDENTIAL | CONFIDENTIAL | transfer_purchase | 1 | unknown | unknown_2022_8 | 0% | 1 | CONFIDENTIAL | CONFIDENTIAL | ok | special | 0 | 0 | transfer_purchase__CONFIDENTIAL | 0 | 0 | 1 | 1 | 1 | 0 | 1 | 0 | 0 | 1
PCEA | transfer_purchase |  | 2022 | 9 | 0 | CONFIDENTIAL | CONFIDENTIAL | online |  | CONFIDENTIAL | CONFIDENTIAL | transfer_purchase | 1 | unknown | unknown_2022_9 | 0% | 1 | CONFIDENTIAL | CONFIDENTIAL | ok | special | 0 | 0 | transfer_purchase__CONFIDENTIAL | 0 | 0 | 1 | 1 | 1 | 0 | 1 | 0 | 0 | 1
PCEA | transfer_purchase |  | 2022 | 10 | 0 | CONFIDENTIAL | CONFIDENTIAL | online |  | CONFIDENTIAL | CONFIDENTIAL | transfer_purchase | 1 | unknown | unknown_2022_10 | 0% | 1 | CONFIDENTIAL | CONFIDENTIAL | ok | special | 0 | 0 | transfer_purchase__CONFIDENTIAL | 0 | 0 | 1 | 1 | 1 | 0 | 1 | 0 | 0 | 1
PCEA | transfer_purchase |  | 2022 | 11 | 0 | CONFIDENTIAL | CONFIDENTIAL | online |  | CONFIDENTIAL | CONFIDENTIAL | transfer_purchase | 1 | unknown | unknown_2022_11 | 0% | 1 | CONFIDENTIAL | CONFIDENTIAL | ok | special | 0 | 0 | transfer_purchase__CONFIDENTIAL | 0 | 0 | 1 | 1 | 1 | 0 | 1 | 0 | 0 | 1
PCEA | transfer_purchase |  | 2022 | 12 | 0 | CONFIDENTIAL | CONFIDENTIAL | online |  | CONFIDENTIAL | CONFIDENTIAL | transfer_purchase | 1 | unknown | unknown_2022_12 | 0% | 1 | CONFIDENTIAL | CONFIDENTIAL | ok | special | 0 | 0 | transfer_purchase__CONFIDENTIAL | 0 | 0 | 1 | 1 | 1 | 0 | 1 | 0 | 0 | 1
PCEA | transfer_purchase |  | 2022 | 1 | 0 | CONFIDENTIAL | CONFIDENTIAL | online |  | CONFIDENTIAL | CONFIDENTIAL | transfer_purchase | 1 | unknown | unknown_2022_1 | 0% | 1 | CONFIDENTIAL | CONFIDENTIAL | ok | special | 0 | 0 | transfer_purchase__CONFIDENTIAL | 0 | 0 | 1 | 1 | 1 | 0 | 1 | 0 | 0 | 1
PCEA | transfer_purchase |  | 2022 | 2 | 0 | CONFIDENTIAL | CONFIDENTIAL | online |  | CONFIDENTIAL | CONFIDENTIAL | transfer_purchase | 1 | unknown | unknown_2022_2 | 0% | 1 | CONFIDENTIAL | CONFIDENTIAL | ok | special | 0 | 0 | transfer_purchase__CONFIDENTIAL | 0 | 0 | 1 | 1 | 1 | 0 | 1 | 0 | 0 | 1
PCEA | transfer_purchase |  | 2022 | 3 | 0 | CONFIDENTIAL | CONFIDENTIAL | online |  | CONFIDENTIAL | CONFIDENTIAL | transfer_purchase | 1 | unknown | unknown_2022_3 | 0% | 1 | CONFIDENTIAL | CONFIDENTIAL | ok | special | 0 | 0 | transfer_purchase__CONFIDENTIAL | 0 | 0 | 1 | 1 | 1 | 0 | 1 | 0 | 0 | 1
PCEA | transfer_purchase |  | 2022 | 4 | 0 | CONFIDENTIAL | CONFIDENTIAL | online |  | CONFIDENTIAL | CONFIDENTIAL | transfer_purchase | 1 | unknown | unknown_2022_4 | 0% | 1 | CONFIDENTIAL | CONFIDENTIAL | ok | special | 0 | 0 | transfer_purchase__CONFIDENTIAL | 0 | 0 | 1 | 1 | 1 | 0 | 1 | 0 | 0 | 1
PCEA | transfer_purchase |  | 2022 | 5 | 0 | CONFIDENTIAL | CONFIDENTIAL | online |  | CONFIDENTIAL | CONFIDENTIAL | transfer_purchase | 1 | unknown | unknown_2022_5 | 0% | 1 | CONFIDENTIAL | CONFIDENTIAL | ok | special | 0 | 0 | transfer_purchase__CONFIDENTIAL | 0 | 0 | 1 | 1 | 1 | 0 | 1 | 0 | 0 | 1
PCEA | transfer_purchase |  | 2022 | 6 | 0 | CONFIDENTIAL | CONFIDENTIAL | online |  | CONFIDENTIAL | CONFIDENTIAL | transfer_purchase | 1 | unknown | unknown_2022_6 | 0% | 1 | CONFIDENTIAL | CONFIDENTIAL | ok | special | 0 | 0 | transfer_purchase__CONFIDENTIAL | 0 | 0 | 1 | 1 | 1 | 0 | 1 | 0 | 0 | 1
PCEA | transfer_purchase |  | 2022 | 7 | 0 | CONFIDENTIAL | CONFIDENTIAL | online |  | CONFIDENTIAL | CONFIDENTIAL | transfer_purchase | 1 | unknown | unknown_2022_7 | 0% | 1 | CONFIDENTIAL | CONFIDENTIAL | ok | special | 0 | 0 | transfer_purchase__CONFIDENTIAL | 0 | 0 | 1 | 1 | 1 | 0 | 1 | 0 | 0 | 1
PCEA | transfer_purchase |  | 2022 | 8 | 0 | CONFIDENTIAL | CONFIDENTIAL | online |  | CONFIDENTIAL | CONFIDENTIAL | transfer_purchase | 1 | unknown | unknown_2022_8 | 0% | 1 | CONFIDENTIAL | CONFIDENTIAL | ok | special | 0 | 0 | transfer_purchase__CONFIDENTIAL | 0 | 0 | 1 | 1 | 1 | 0 | 1 | 0 | 0 | 1
PCEA | transfer_purchase |  | 2022 | 9 | 0 | CONFIDENTIAL | CONFIDENTIAL | online |  | CONFIDENTIAL | CONFIDENTIAL | transfer_purchase | 1 | unknown | unknown_2022_9 | 0% | 1 | CONFIDENTIAL | CONFIDENTIAL | ok | special | 0 | 0 | transfer_purchase__CONFIDENTIAL | 0 | 0 | 1 | 1 | 1 | 0 | 1 | 0 | 0 | 1
PCEA | transfer_purchase |  | 2022 | 11 | 0 | CONFIDENTIAL | CONFIDENTIAL | online |  | CONFIDENTIAL | CONFIDENTIAL | transfer_purchase | 1 | unknown | unknown_2022_11 | 0% | 1 | CONFIDENTIAL | CONFIDENTIAL | ok | special | 0 | 0 | transfer_purchase__CONFIDENTIAL | 0 | 0 | 1 | 1 | 1 | 0 | 1 | 0 | 0 | 1
PCEA | transfer_purchase |  | 2022 | 12 | 0 | CONFIDENTIAL | CONFIDENTIAL | online |  | CONFIDENTIAL | CONFIDENTIAL | transfer_purchase | 1 | unknown | unknown_2022_12 | 0% | 1 | CONFIDENTIAL | CONFIDENTIAL | ok | special | 0 | 0 | transfer_purchase__CONFIDENTIAL | 0 | 0 | 1 | 1 | 1 | 0 | 1 | 0 | 0 | 1
PCEA | transfer_purchase |  | 2022 | 1 | 0 | CONFIDENTIAL | CONFIDENTIAL | online |  | CONFIDENTIAL | CONFIDENTIAL | transfer_purchase | 1 | unknown | unknown_2022_1 | 0% | 1 | CONFIDENTIAL | CONFIDENTIAL | ok | special | 0 | 0 | transfer_purchase__CONFIDENTIAL | 0 | 0 | 1 | 1 | 1 | 0 | 1 | 0 | 0 | 1
PCEA | transfer_purchase |  | 2022 | 2 | 0 | CONFIDENTIAL | CONFIDENTIAL | online |  | CONFIDENTIAL | CONFIDENTIAL | transfer_purchase | 1 | unknown | unknown_2022_2 | 0% | 1 | CONFIDENTIAL | CONFIDENTIAL | ok | special | 0 | 0 | transfer_purchase__CONFIDENTIAL | 0 | 0 | 1 | 1 | 1 | 0 | 1 | 0 | 0 | 1
PCEA | transfer_purchase |  | 2022 | 3 | 0 | CONFIDENTIAL | CONFIDENTIAL | online |  | CONFIDENTIAL | CONFIDENTIAL | transfer_purchase | 1 | unknown | unknown_2022_3 | 0% | 1 | CONFIDENTIAL | CONFIDENTIAL | ok | special | 0 | 0 | transfer_purchase__CONFIDENTIAL | 0 | 0 | 1 | 1 | 1 | 0 | 1 | 0 | 0 | 1
PCEA | transfer_purchase |  | 2022 | 4 | 0 | CONFIDENTIAL | CONFIDENTIAL | online |  | CONFIDENTIAL | CONFIDENTIAL | transfer_purchase | 1 | unknown | unknown_2022_4 | 0% | 1 | CONFIDENTIAL | CONFIDENTIAL | ok | special | 0 | 0 | transfer_purchase__CONFIDENTIAL | 0 | 0 | 1 | 1 | 1 | 0 | 1 | 0 | 0 | 1
PCEA | transfer_purchase |  | 2022 | 5 | 0 | CONFIDENTIAL | CONFIDENTIAL | online |  | CONFIDENTIAL | CONFIDENTIAL | transfer_purchase | 1 | unknown | unknown_2022_5 | 0% | 1 | CONFIDENTIAL | CONFIDENTIAL | ok | special | 0 | 0 | transfer_purchase__CONFIDENTIAL | 0 | 0 | 1 | 1 | 1 | 0 | 1 | 0 | 0 | 1
PCEA | transfer_purchase |  | 2022 | 6 | 0 | CONFIDENTIAL | CONFIDENTIAL | online |  | CONFIDENTIAL | CONFIDENTIAL | transfer_purchase | 1 | unknown | unknown_2022_6 | 0% | 1 | CONFIDENTIAL | CONFIDENTIAL | ok | special | 0 | 0 | transfer_purchase__CONFIDENTIAL | 0 | 0 | 1 | 1 | 1 | 0 | 1 | 0 | 0 | 1
PCEA | transfer_purchase |  | 2022 | 7 | 0 | CONFIDENTIAL | CONFIDENTIAL | online |  | CONFIDENTIAL | CONFIDENTIAL | transfer_purchase | 1 | unknown | unknown_2022_7 | 0% | 1 | CONFIDENTIAL | CONFIDENTIAL | ok | special | 0 | 0 | transfer_purchase__CONFIDENTIAL | 0 | 0 | 1 | 1 | 1 | 0 | 1 | 0 | 0 | 1
PCEA | transfer_purchase |  | 2022 | 8 | 0 | CONFIDENTIAL | CONFIDENTIAL | online |  | CONFIDENTIAL | CONFIDENTIAL | transfer_purchase | 1 | unknown | unknown_2022_8 | 0% | 1 | CONFIDENTIAL | CONFIDENTIAL | ok | special | 0 | 0 | transfer_purchase__CONFIDENTIAL | 0 | 0 | 1 | 1 | 1 | 0 | 1 | 0 | 0 | 1
PCEA | transfer_purchase |  | 2022 | 9 | 0 | CONFIDENTIAL | CONFIDENTIAL | online |  | CONFIDENTIAL | CONFIDENTIAL | transfer_purchase | 1 | unknown | unknown_2022_9 | 0% | 1 | CONFIDENTIAL | CONFIDENTIAL | ok | special | 0 | 0 | transfer_purchase__CONFIDENTIAL | 0 | 0 | 1 | 1 | 1 | 0 | 1 | 0 | 0 | 1
PCEA | transfer_purchase |  | 2022 | 10 | 0 | CONFIDENTIAL | CONFIDENTIAL | online |  | CONFIDENTIAL | CONFIDENTIAL | transfer_purchase | 1 | unknown | unknown_2022_10 | 0% | 1 | CONFIDENTIAL | CONFIDENTIAL | ok | special | 0 | 0 | transfer_purchase__CONFIDENTIAL | 0 | 0 | 1 | 1 | 1 | 0 | 1 | 0 | 0 | 1
PCEA | transfer_purchase |  | 2022 | 11 | 0 | CONFIDENTIAL | CONFIDENTIAL | online |  | CONFIDENTIAL | CONFIDENTIAL | transfer_purchase | 1 | unknown | unknown_2022_11 | 0% | 1 | CONFIDENTIAL | CONFIDENTIAL | ok | special | 0 | 0 | transfer_purchase__CONFIDENTIAL | 0 | 0 | 1 | 1 | 1 | 0 | 1 | 0 | 0 | 1
PCEA | transfer_purchase |  | 2022 | 12 | 0 | CONFIDENTIAL | CONFIDENTIAL | online |  | CONFIDENTIAL | CONFIDENTIAL | transfer_purchase | 1 | unknown | unknown_2022_12 | 0% | 1 | CONFIDENTIAL | CONFIDENTIAL | ok | special | 0 | 0 | transfer_purchase__CONFIDENTIAL | 0 | 0 | 1 | 1 | 1 | 0 | 1 | 0 | 0 | 1
PCEA | transfer_purchase |  | 2022 | 5 | 0 | CONFIDENTIAL | CONFIDENTIAL | online |  | CONFIDENTIAL | CONFIDENTIAL | transfer_purchase | 1 | unknown | unknown_2022_5 | 0% | 1 | CONFIDENTIAL | CONFIDENTIAL | ok | special | 0 | 0 | transfer_purchase__CONFIDENTIAL | 0 | 0 | 1 | 1 | 1 | 0 | 1 | 0 | 0 | 1
PCEA | transfer_purchase |  | 2022 | 6 | 0 | CONFIDENTIAL | CONFIDENTIAL | online |  | CONFIDENTIAL | CONFIDENTIAL | transfer_purchase | 1 | unknown | unknown_2022_6 | 0% | 1 | CONFIDENTIAL | CONFIDENTIAL | ok | special | 0 | 0 | transfer_purchase__CONFIDENTIAL | 0 | 0 | 1 | 1 | 1 | 0 | 1 | 0 | 0 | 1
PCEA | transfer_purchase |  | 2022 | 7 | 0 | CONFIDENTIAL | CONFIDENTIAL | online |  | CONFIDENTIAL | CONFIDENTIAL | transfer_purchase | 1 | unknown | unknown_2022_7 | 0% | 1 | CONFIDENTIAL | CONFIDENTIAL | ok | special | 0 | 0 | transfer_purchase__CONFIDENTIAL | 0 | 0 | 1 | 1 | 1 | 0 | 1 | 0 | 0 | 1
PCEA | transfer_purchase |  | 2022 | 8 | 0 | CONFIDENTIAL | CONFIDENTIAL | online |  | CONFIDENTIAL | CONFIDENTIAL | transfer_purchase | 1 | unknown | unknown_2022_8 | 0% | 1 | CONFIDENTIAL | CONFIDENTIAL | ok | special | 0 | 0 | transfer_purchase__CONFIDENTIAL | 0 | 0 | 1 | 1 | 1 | 0 | 1 | 0 | 0 | 1
PCEA | transfer_purchase |  | 2022 | 9 | 0 | CONFIDENTIAL | CONFIDENTIAL | online |  | CONFIDENTIAL | CONFIDENTIAL | transfer_purchase | 1 | unknown | unknown_2022_9 | 0% | 1 | CONFIDENTIAL | CONFIDENTIAL | ok | special | 0 | 0 | transfer_purchase__CONFIDENTIAL | 0 | 0 | 1 | 1 | 1 | 0 | 1 | 0 | 0 | 1
PCEA | transfer_purchase |  | 2022 | 10 | 0 | CONFIDENTIAL | CONFIDENTIAL | online |  | CONFIDENTIAL | CONFIDENTIAL | transfer_purchase | 1 | unknown | unknown_2022_10 | 0% | 1 | CONFIDENTIAL | CONFIDENTIAL | ok | special | 0 | 0 | transfer_purchase__CONFIDENTIAL | 0 | 0 | 1 | 1 | 1 | 0 | 1 | 0 | 0 | 1
PCEA | transfer_purchase |  | 2022 | 11 | 0 | CONFIDENTIAL | CONFIDENTIAL | online |  | CONFIDENTIAL | CONFIDENTIAL | transfer_purchase | 1 | unknown | unknown_2022_11 | 0% | 1 | CONFIDENTIAL | CONFIDENTIAL | ok | special | 0 | 0 | transfer_purchase__CONFIDENTIAL | 0 | 0 | 1 | 1 | 1 | 0 | 1 | 0 | 0 | 1
PCEA | transfer_purchase |  | 2022 | 12 | 0 | CONFIDENTIAL | CONFIDENTIAL | online |  | CONFIDENTIAL | CONFIDENTIAL | transfer_purchase | 1 | unknown | unknown_2022_12 | 0% | 1 | CONFIDENTIAL | CONFIDENTIAL | ok | special | 0 | 0 | transfer_purchase__CONFIDENTIAL | 0 | 0 | 1 | 1 | 1 | 0 | 1 | 0 | 0 | 1
PCEA | transfer_purchase |  | 2022 | 1 | 0 | CONFIDENTIAL | CONFIDENTIAL | online |  | CONFIDENTIAL | CONFIDENTIAL | transfer_purchase | 1 | unknown | unknown_2022_1 | 0% | 1 | CONFIDENTIAL | CONFIDENTIAL | ok | special | 0 | 0 | transfer_purchase__CONFIDENTIAL | 0 | 0 | 1 | 1 | 1 | 0 | 1 | 0 | 0 | 1
PCEA | transfer_purchase |  | 2022 | 2 | 0 | CONFIDENTIAL | CONFIDENTIAL | online |  | CONFIDENTIAL | CONFIDENTIAL | transfer_purchase | 1 | unknown | unknown_2022_2 | 0% | 1 | CONFIDENTIAL | CONFIDENTIAL | ok | special | 0 | 0 | transfer_purchase__CONFIDENTIAL | 0 | 0 | 1 | 1 | 1 | 0 | 1 | 0 | 0 | 1
PCEA | transfer_purchase |  | 2022 | 3 | 0 | CONFIDENTIAL | CONFIDENTIAL | online |  | CONFIDENTIAL | CONFIDENTIAL | transfer_purchase | 1 | unknown | unknown_2022_3 | 0% | 1 | CONFIDENTIAL | CONFIDENTIAL | ok | special | 0 | 0 | transfer_purchase__CONFIDENTIAL | 0 | 0 | 1 | 1 | 1 | 0 | 1 | 0 | 0 | 1
PCEA | transfer_purchase |  | 2022 | 4 | 0 | CONFIDENTIAL | CONFIDENTIAL | online |  | CONFIDENTIAL | CONFIDENTIAL | transfer_purchase | 1 | unknown | unknown_2022_4 | 0% | 1 | CONFIDENTIAL | CONFIDENTIAL | ok | special | 0 | 0 | transfer_purchase__CONFIDENTIAL | 0 | 0 | 1 | 1 | 1 | 0 | 1 | 0 | 0 | 1
PCEA | transfer_purchase |  | 2022 | 5 | 0 | CONFIDENTIAL | CONFIDENTIAL | online |  | CONFIDENTIAL | CONFIDENTIAL | transfer_purchase | 1 | unknown | unknown_2022_5 | 0% | 1 | CONFIDENTIAL | CONFIDENTIAL | ok | special | 0 | 0 | transfer_purchase__CONFIDENTIAL | 0 | 0 | 1 | 1 | 1 | 0 | 1 | 0 | 0 | 1
PCEA | transfer_purchase |  | 2022 | 6 | 0 | CONFIDENTIAL | CONFIDENTIAL | online |  | CONFIDENTIAL | CONFIDENTIAL | transfer_purchase | 1 | unknown | unknown_2022_6 | 0% | 1 | CONFIDENTIAL | CONFIDENTIAL | ok | special | 0 | 0 | transfer_purchase__CONFIDENTIAL | 0 | 0 | 1 | 1 | 1 | 0 | 1 | 0 | 0 | 1
PCEA | transfer_purchase |  | 2022 | 7 | 0 | CONFIDENTIAL | CONFIDENTIAL | online |  | CONFIDENTIAL | CONFIDENTIAL | transfer_purchase | 1 | unknown | unknown_2022_7 | 0% | 1 | CONFIDENTIAL | CONFIDENTIAL | ok | special | 0 | 0 | transfer_purchase__CONFIDENTIAL | 0 | 0 | 1 | 1 | 1 | 0 | 1 | 0 | 0 | 1
PCEA | transfer_purchase |  | 2022 | 8 | 0 | CONFIDENTIAL | CONFIDENTIAL | online |  | CONFIDENTIAL | CONFIDENTIAL | transfer_purchase | 1 | unknown | unknown_2022_8 | 0% | 1 | CONFIDENTIAL | CONFIDENTIAL | ok | special | 0 | 0 | transfer_purchase__CONFIDENTIAL | 0 | 0 | 1 | 1 | 1 | 0 | 1 | 0 | 0 | 1
PCEA | transfer_purchase |  | 2022 | 9 | 0 | CONFIDENTIAL | CONFIDENTIAL | online |  | CONFIDENTIAL | CONFIDENTIAL | transfer_purchase | 1 | unknown | unknown_2022_9 | 0% | 1 | CONFIDENTIAL | CONFIDENTIAL | ok | special | 0 | 0 | transfer_purchase__CONFIDENTIAL | 0 | 0 | 1 | 1 | 1 | 0 | 1 | 0 | 0 | 1
PCEA | transfer_purchase |  | 2022 | 10 | 0 | CONFIDENTIAL | CONFIDENTIAL | online |  | CONFIDENTIAL | CONFIDENTIAL | transfer_purchase | 1 | unknown | unknown_2022_10 | 0% | 1 | CONFIDENTIAL | CONFIDENTIAL | ok | special | 0 | 0 | transfer_purchase__CONFIDENTIAL | 0 | 0 | 1 | 1 | 1 | 0 | 1 | 0 | 0 | 1
PCEA | transfer_purchase |  | 2022 | 1 | 0 | CONFIDENTIAL | CONFIDENTIAL | online |  | CONFIDENTIAL | CONFIDENTIAL | transfer_purchase | 1 | unknown | unknown_2022_1 | 0% | 1 | CONFIDENTIAL | CONFIDENTIAL | ok | special | 0 | 0 | transfer_purchase__CONFIDENTIAL | 0 | 0 | 1 | 1 | 1 | 0 | 1 | 0 | 0 | 1
PCEA | transfer_purchase |  | 2022 | 2 | 0 | CONFIDENTIAL | CONFIDENTIAL | online |  | CONFIDENTIAL | CONFIDENTIAL | transfer_purchase | 1 | unknown | unknown_2022_2 | 0% | 1 | CONFIDENTIAL | CONFIDENTIAL | ok | special | 0 | 0 | transfer_purchase__CONFIDENTIAL | 0 | 0 | 1 | 1 | 1 | 0 | 1 | 0 | 0 | 1
PCEA | transfer_purchase |  | 2022 | 3 | 0 | CONFIDENTIAL | CONFIDENTIAL | online |  | CONFIDENTIAL | CONFIDENTIAL | transfer_purchase | 1 | unknown | unknown_2022_3 | 0% | 1 | CONFIDENTIAL | CONFIDENTIAL | ok | special | 0 | 0 | transfer_purchase__CONFIDENTIAL | 0 | 0 | 1 | 1 | 1 | 0 | 1 | 0 | 0 | 1
PCEA | transfer_purchase |  | 2022 | 4 | 0 | CONFIDENTIAL | CONFIDENTIAL | online |  | CONFIDENTIAL | CONFIDENTIAL | transfer_purchase | 1 | unknown | unknown_2022_4 | 0% | 1 | CONFIDENTIAL | CONFIDENTIAL | ok | special | 0 | 0 | transfer_purchase__CONFIDENTIAL | 0 | 0 | 1 | 1 | 1 | 0 | 1 | 0 | 0 | 1
PCEA | transfer_purchase |  | 2022 | 5 | 0 | CONFIDENTIAL | CONFIDENTIAL | online |  | CONFIDENTIAL | CONFIDENTIAL | transfer_purchase | 1 | unknown | unknown_2022_5 | 0% | 1 | CONFIDENTIAL | CONFIDENTIAL | ok | special | 0 | 0 | transfer_purchase__CONFIDENTIAL | 0 | 0 | 1 | 1 | 1 | 0 | 1 | 0 | 0 | 1
PCEA | transfer_purchase |  | 2022 | 6 | 0 | CONFIDENTIAL | CONFIDENTIAL | online |  | CONFIDENTIAL | CONFIDENTIAL | transfer_purchase | 1 | unknown | unknown_2022_6 | 0% | 1 | CONFIDENTIAL | CONFIDENTIAL | ok | special | 0 | 0 | transfer_purchase__CONFIDENTIAL | 0 | 0 | 1 | 1 | 1 | 0 | 1 | 0 | 0 | 1
PCEA | transfer_purchase |  | 2022 | 7 | 0 | CONFIDENTIAL | CONFIDENTIAL | online |  | CONFIDENTIAL | CONFIDENTIAL | transfer_purchase | 1 | unknown | unknown_2022_7 | 0% | 1 | CONFIDENTIAL | CONFIDENTIAL | ok | special | 0 | 0 | transfer_purchase__CONFIDENTIAL | 0 | 0 | 1 | 1 | 1 | 0 | 1 | 0 | 0 | 1
PCEA | transfer_purchase |  | 2022 | 8 | 0 | CONFIDENTIAL | CONFIDENTIAL | online |  | CONFIDENTIAL | CONFIDENTIAL | transfer_purchase | 1 | unknown | unknown_2022_8 | 0% | 1 | CONFIDENTIAL | CONFIDENTIAL | ok | special | 0 | 0 | transfer_purchase__CONFIDENTIAL | 0 | 0 | 1 | 1 | 1 | 0 | 1 | 0 | 0 | 1
PCEA | transfer_purchase |  | 2022 | 9 | 0 | CONFIDENTIAL | CONFIDENTIAL | online |  | CONFIDENTIAL | CONFIDENTIAL | transfer_purchase | 1 | unknown | unknown_2022_9 | 0% | 1 | CONFIDENTIAL | CONFIDENTIAL | ok | special | 0 | 0 | transfer_purchase__CONFIDENTIAL | 0 | 0 | 1 | 1 | 1 | 0 | 1 | 0 | 0 | 1
PCEA | transfer_purchase |  | 2022 | 10 | 0 | CONFIDENTIAL | CONFIDENTIAL | online |  | CONFIDENTIAL | CONFIDENTIAL | transfer_purchase | 1 | unknown | unknown_2022_10 | 0% | 1 | CONFIDENTIAL | CONFIDENTIAL | ok | special | 0 | 0 | transfer_purchase__CONFIDENTIAL | 0 | 0 | 1 | 1 | 1 | 0 | 1 | 0 | 0 | 1
PCEA | transfer_purchase |  | 2022 | 11 | 0 | CONFIDENTIAL | CONFIDENTIAL | online |  | CONFIDENTIAL | CONFIDENTIAL | transfer_purchase | 1 | unknown | unknown_2022_11 | 0% | 1 | CONFIDENTIAL | CONFIDENTIAL | ok | special | 0 | 0 | transfer_purchase__CONFIDENTIAL | 0 | 0 | 1 | 1 | 1 | 0 | 1 | 0 | 0 | 1
PCEA | transfer_purchase |  | 2022 | 12 | 0 | CONFIDENTIAL | CONFIDENTIAL | online |  | CONFIDENTIAL | CONFIDENTIAL | transfer_purchase | 1 | unknown | unknown_2022_12 | 0% | 1 | CONFIDENTIAL | CONFIDENTIAL | ok | special | 0 | 0 | transfer_purchase__CONFIDENTIAL | 0 | 0 | 1 | 1 | 1 | 0 | 1 | 0 | 0 | 1
SOMA | transfer_sale |  | 2022 | 1 | 0 | CONFIDENTIAL | CONFIDENTIAL | online |  | CONFIDENTIAL | CONFIDENTIAL | transfer_sale | 1 | unknown | unknown_2022_1 | 0% | 1 | CONFIDENTIAL | CONFIDENTIAL | ok | special | 0 | 0 | transfer_sale__CONFIDENTIAL | 0 | 0 | 1 | 1 | 1 | 0 | 1 | 0 | 0 | 1
SOMA | transfer_sale |  | 2022 | 2 | 0 | CONFIDENTIAL | CONFIDENTIAL | online |  | CONFIDENTIAL | CONFIDENTIAL | transfer_sale | 1 | unknown | unknown_2022_2 | 0% | 1 | CONFIDENTIAL | CONFIDENTIAL | ok | special | 0 | 0 | transfer_sale__CONFIDENTIAL | 0 | 0 | 1 | 1 | 1 | 0 | 1 | 0 | 0 | 1
SOMA | transfer_sale |  | 2022 | 3 | 0 | CONFIDENTIAL | CONFIDENTIAL | online |  | CONFIDENTIAL | CONFIDENTIAL | transfer_sale | 1 | unknown | unknown_2022_3 | 0% | 1 | CONFIDENTIAL | CONFIDENTIAL | ok | special | 0 | 0 | transfer_sale__CONFIDENTIAL | 0 | 0 | 1 | 1 | 1 | 0 | 1 | 0 | 0 | 1
SOMA | transfer_sale |  | 2022 | 4 | 0 | CONFIDENTIAL | CONFIDENTIAL | online |  | CONFIDENTIAL | CONFIDENTIAL | transfer_sale | 1 | unknown | unknown_2022_4 | 0% | 1 | CONFIDENTIAL | CONFIDENTIAL | ok | special | 0 | 0 | transfer_sale__CONFIDENTIAL | 0 | 0 | 1 | 1 | 1 | 0 | 1 | 0 | 0 | 1
SOMA | transfer_sale |  | 2022 | 5 | 0 | CONFIDENTIAL | CONFIDENTIAL | online |  | CONFIDENTIAL | CONFIDENTIAL | transfer_sale | 1 | unknown | unknown_2022_5 | 0% | 1 | CONFIDENTIAL | CONFIDENTIAL | ok | special | 0 | 0 | transfer_sale__CONFIDENTIAL | 0 | 0 | 1 | 1 | 1 | 0 | 1 | 0 | 0 | 1
SOMA | transfer_sale |  | 2022 | 6 | 0 | CONFIDENTIAL | CONFIDENTIAL | online |  | CONFIDENTIAL | CONFIDENTIAL | transfer_sale | 1 | unknown | unknown_2022_6 | 0% | 1 | CONFIDENTIAL | CONFIDENTIAL | ok | special | 0 | 0 | transfer_sale__CONFIDENTIAL | 0 | 0 | 1 | 1 | 1 | 0 | 1 | 0 | 0 | 1
SOMA | transfer_sale |  | 2022 | 7 | 0 | CONFIDENTIAL | CONFIDENTIAL | online |  | CONFIDENTIAL | CONFIDENTIAL | transfer_sale | 1 | unknown | unknown_2022_7 | 0% | 1 | CONFIDENTIAL | CONFIDENTIAL | ok | special | 0 | 0 | transfer_sale__CONFIDENTIAL | 0 | 0 | 1 | 1 | 1 | 0 | 1 | 0 | 0 | 1
SOMA | transfer_sale |  | 2022 | 8 | 0 | CONFIDENTIAL | CONFIDENTIAL | online |  | CONFIDENTIAL | CONFIDENTIAL | transfer_sale | 1 | unknown | unknown_2022_8 | 0% | 1 | CONFIDENTIAL | CONFIDENTIAL | ok | special | 0 | 0 | transfer_sale__CONFIDENTIAL | 0 | 0 | 1 | 1 | 1 | 0 | 1 | 0 | 0 | 1
SOMA | transfer_sale |  | 2022 | 9 | 0 | CONFIDENTIAL | CONFIDENTIAL | online |  | CONFIDENTIAL | CONFIDENTIAL | transfer_sale | 1 | unknown | unknown_2022_9 | 0% | 1 | CONFIDENTIAL | CONFIDENTIAL | ok | special | 0 | 0 | transfer_sale__CONFIDENTIAL | 0 | 0 | 1 | 1 | 1 | 0 | 1 | 0 | 0 | 1
SOMA | transfer_sale |  | 2022 | 10 | 0 | CONFIDENTIAL | CONFIDENTIAL | online |  | CONFIDENTIAL | CONFIDENTIAL | transfer_sale | 1 | unknown | unknown_2022_10 | 0% | 1 | CONFIDENTIAL | CONFIDENTIAL | ok | special | 0 | 0 | transfer_sale__CONFIDENTIAL | 0 | 0 | 1 | 1 | 1 | 0 | 1 | 0 | 0 | 1
SOMA | transfer_sale |  | 2022 | 11 | 0 | CONFIDENTIAL | CONFIDENTIAL | online |  | CONFIDENTIAL | CONFIDENTIAL | transfer_sale | 1 | unknown | unknown_2022_11 | 0% | 1 | CONFIDENTIAL | CONFIDENTIAL | ok | special | 0 | 0 | transfer_sale__CONFIDENTIAL | 0 | 0 | 1 | 1 | 1 | 0 | 1 | 0 | 0 | 1
SOMA | transfer_sale |  | 2022 | 12 | 0 | CONFIDENTIAL | CONFIDENTIAL | online |  | CONFIDENTIAL | CONFIDENTIAL | transfer_sale | 1 | unknown | unknown_2022_12 | 0% | 1 | CONFIDENTIAL | CONFIDENTIAL | ok | special | 0 | 0 | transfer_sale__CONFIDENTIAL | 0 | 0 | 1 | 1 | 1 | 0 | 1 | 0 | 0 | 1
PCEA | transfer_purchase |  | 2022 | 1 | 0 | CONFIDENTIAL | CONFIDENTIAL | online |  | CONFIDENTIAL | CONFIDENTIAL | transfer_purchase | 1 | unknown | unknown_2022_1 | 0% | 1 | CONFIDENTIAL | CONFIDENTIAL | ok | special | 0 | 0 | transfer_purchase__CONFIDENTIAL | 0 | 0 | 1 | 1 | 1 | 0 | 1 | 0 | 0 | 1
PCEA | transfer_purchase |  | 2022 | 2 | 0 | CONFIDENTIAL | CONFIDENTIAL | online |  | CONFIDENTIAL | CONFIDENTIAL | transfer_purchase | 1 | unknown | unknown_2022_2 | 0% | 1 | CONFIDENTIAL | CONFIDENTIAL | ok | special | 0 | 0 | transfer_purchase__CONFIDENTIAL | 0 | 0 | 1 | 1 | 1 | 0 | 1 | 0 | 0 | 1
PCEA | transfer_purchase |  | 2022 | 3 | 0 | CONFIDENTIAL | CONFIDENTIAL | online |  | CONFIDENTIAL | CONFIDENTIAL | transfer_purchase | 1 | unknown | unknown_2022_3 | 0% | 1 | CONFIDENTIAL | CONFIDENTIAL | ok | special | 0 | 0 | transfer_purchase__CONFIDENTIAL | 0 | 0 | 1 | 1 | 1 | 0 | 1 | 0 | 0 | 1
PCEA | transfer_purchase |  | 2022 | 4 | 0 | CONFIDENTIAL | CONFIDENTIAL | online |  | CONFIDENTIAL | CONFIDENTIAL | transfer_purchase | 1 | unknown | unknown_2022_4 | 0% | 1 | CONFIDENTIAL | CONFIDENTIAL | ok | special | 0 | 0 | transfer_purchase__CONFIDENTIAL | 0 | 0 | 1 | 1 | 1 | 0 | 1 | 0 | 0 | 1
PCEA | transfer_purchase |  | 2022 | 5 | 0 | CONFIDENTIAL | CONFIDENTIAL | online |  | CONFIDENTIAL | CONFIDENTIAL | transfer_purchase | 1 | unknown | unknown_2022_5 | 0% | 1 | CONFIDENTIAL | CONFIDENTIAL | ok | special | 0 | 0 | transfer_purchase__CONFIDENTIAL | 0 | 0 | 1 | 1 | 1 | 0 | 1 | 0 | 0 | 1
PCEA | transfer_purchase |  | 2022 | 6 | 0 | CONFIDENTIAL | CONFIDENTIAL | online |  | CONFIDENTIAL | CONFIDENTIAL | transfer_purchase | 1 | unknown | unknown_2022_6 | 0% | 1 | CONFIDENTIAL | CONFIDENTIAL | ok | special | 0 | 0 | transfer_purchase__CONFIDENTIAL | 0 | 0 | 1 | 1 | 1 | 0 | 1 | 0 | 0 | 1
PCEA | transfer_purchase |  | 2022 | 7 | 0 | CONFIDENTIAL | CONFIDENTIAL | online |  | CONFIDENTIAL | CONFIDENTIAL | transfer_purchase | 1 | unknown | unknown_2022_7 | 0% | 1 | CONFIDENTIAL | CONFIDENTIAL | ok | special | 0 | 0 | transfer_purchase__CONFIDENTIAL | 0 | 0 | 1 | 1 | 1 | 0 | 1 | 0 | 0 | 1
PCEA | transfer_purchase |  | 2022 | 8 | 0 | CONFIDENTIAL | CONFIDENTIAL | online |  | CONFIDENTIAL | CONFIDENTIAL | transfer_purchase | 1 | unknown | unknown_2022_8 | 0% | 1 | CONFIDENTIAL | CONFIDENTIAL | ok | special | 0 | 0 | transfer_purchase__CONFIDENTIAL | 0 | 0 | 1 | 1 | 1 | 0 | 1 | 0 | 0 | 1
PCEA | transfer_purchase |  | 2022 | 9 | 0 | CONFIDENTIAL | CONFIDENTIAL | online |  | CONFIDENTIAL | CONFIDENTIAL | transfer_purchase | 1 | unknown | unknown_2022_9 | 0% | 1 | CONFIDENTIAL | CONFIDENTIAL | ok | special | 0 | 0 | transfer_purchase__CONFIDENTIAL | 0 | 0 | 1 | 1 | 1 | 0 | 1 | 0 | 0 | 1
PCEA | transfer_purchase |  | 2022 | 10 | 0 | CONFIDENTIAL | CONFIDENTIAL | online |  | CONFIDENTIAL | CONFIDENTIAL | transfer_purchase | 1 | unknown | unknown_2022_10 | 0% | 1 | CONFIDENTIAL | CONFIDENTIAL | ok | special | 0 | 0 | transfer_purchase__CONFIDENTIAL | 0 | 0 | 1 | 1 | 1 | 0 | 1 | 0 | 0 | 1
PCEA | transfer_purchase |  | 2022 | 11 | 0 | CONFIDENTIAL | CONFIDENTIAL | online |  | CONFIDENTIAL | CONFIDENTIAL | transfer_purchase | 1 | unknown | unknown_2022_11 | 0% | 1 | CONFIDENTIAL | CONFIDENTIAL | ok | special | 0 | 0 | transfer_purchase__CONFIDENTIAL | 0 | 0 | 1 | 1 | 1 | 0 | 1 | 0 | 0 | 1
PCEA | transfer_purchase |  | 2022 | 12 | 0 | CONFIDENTIAL | CONFIDENTIAL | online |  | CONFIDENTIAL | CONFIDENTIAL | transfer_purchase | 1 | unknown | unknown_2022_12 | 0% | 1 | CONFIDENTIAL | CONFIDENTIAL | ok | special | 0 | 0 | transfer_purchase__CONFIDENTIAL | 0 | 0 | 1 | 1 | 1 | 0 | 1 | 0 | 0 | 1
PCEA | transfer_purchase |  | 2022 | 1 | 0 | CONFIDENTIAL | CONFIDENTIAL | online |  | CONFIDENTIAL | CONFIDENTIAL | transfer_purchase | 1 | unknown | unknown_2022_1 | 0% | 1 | CONFIDENTIAL | CONFIDENTIAL | ok | special | 0 | 0 | transfer_purchase__CONFIDENTIAL | 0 | 0 | 1 | 1 | 1 | 0 | 1 | 0 | 0 | 1
PCEA | transfer_purchase |  | 2022 | 2 | 0 | CONFIDENTIAL | CONFIDENTIAL | online |  | CONFIDENTIAL | CONFIDENTIAL | transfer_purchase | 1 | unknown | unknown_2022_2 | 0% | 1 | CONFIDENTIAL | CONFIDENTIAL | ok | special | 0 | 0 | transfer_purchase__CONFIDENTIAL | 0 | 0 | 1 | 1 | 1 | 0 | 1 | 0 | 0 | 1
PCEA | transfer_purchase |  | 2022 | 3 | 0 | CONFIDENTIAL | CONFIDENTIAL | online |  | CONFIDENTIAL | CONFIDENTIAL | transfer_purchase | 1 | unknown | unknown_2022_3 | 0% | 1 | CONFIDENTIAL | CONFIDENTIAL | ok | special | 0 | 0 | transfer_purchase__CONFIDENTIAL | 0 | 0 | 1 | 1 | 1 | 0 | 1 | 0 | 0 | 1
PCEA | transfer_purchase |  | 2022 | 4 | 0 | CONFIDENTIAL | CONFIDENTIAL | online |  | CONFIDENTIAL | CONFIDENTIAL | transfer_purchase | 1 | unknown | unknown_2022_4 | 0% | 1 | CONFIDENTIAL | CONFIDENTIAL | ok | special | 0 | 0 | transfer_purchase__CONFIDENTIAL | 0 | 0 | 1 | 1 | 1 | 0 | 1 | 0 | 0 | 1
SCE | transfer_sale |  | 2022 | 1 | 0 | CONFIDENTIAL | CONFIDENTIAL | online |  | CONFIDENTIAL | CONFIDENTIAL | transfer_sale | 1 | unknown | unknown_2022_1 | 0% | 1 | CONFIDENTIAL | CONFIDENTIAL | ok | special | 0 | 0 | transfer_sale__CONFIDENTIAL | 0 | 0 | 1 | 1 | 1 | 0 | 1 | 0 | 0 | 1
SCE | transfer_sale |  | 2022 | 2 | 0 | CONFIDENTIAL | CONFIDENTIAL | online |  | CONFIDENTIAL | CONFIDENTIAL | transfer_sale | 1 | unknown | unknown_2022_2 | 0% | 1 | CONFIDENTIAL | CONFIDENTIAL | ok | special | 0 | 0 | transfer_sale__CONFIDENTIAL | 0 | 0 | 1 | 1 | 1 | 0 | 1 | 0 | 0 | 1
SCE | transfer_sale |  | 2022 | 3 | 0 | CONFIDENTIAL | CONFIDENTIAL | online |  | CONFIDENTIAL | CONFIDENTIAL | transfer_sale | 1 | unknown | unknown_2022_3 | 0% | 1 | CONFIDENTIAL | CONFIDENTIAL | ok | special | 0 | 0 | transfer_sale__CONFIDENTIAL | 0 | 0 | 1 | 1 | 1 | 0 | 1 | 0 | 0 | 1
SCE | transfer_sale |  | 2022 | 4 | 0 | CONFIDENTIAL | CONFIDENTIAL | online |  | CONFIDENTIAL | CONFIDENTIAL | transfer_sale | 1 | unknown | unknown_2022_4 | 0% | 1 | CONFIDENTIAL | CONFIDENTIAL | ok | special | 0 | 0 | transfer_sale__CONFIDENTIAL | 0 | 0 | 1 | 1 | 1 | 0 | 1 | 0 | 0 | 1
SCE | transfer_sale |  | 2022 | 5 | 0 | CONFIDENTIAL | CONFIDENTIAL | online |  | CONFIDENTIAL | CONFIDENTIAL | transfer_sale | 1 | unknown | unknown_2022_5 | 0% | 1 | CONFIDENTIAL | CONFIDENTIAL | ok | special | 0 | 0 | transfer_sale__CONFIDENTIAL | 0 | 0 | 1 | 1 | 1 | 0 | 1 | 0 | 0 | 1
SCE | transfer_sale |  | 2022 | 6 | 0 | CONFIDENTIAL | CONFIDENTIAL | online |  | CONFIDENTIAL | CONFIDENTIAL | transfer_sale | 1 | unknown | unknown_2022_6 | 0% | 1 | CONFIDENTIAL | CONFIDENTIAL | ok | special | 0 | 0 | transfer_sale__CONFIDENTIAL | 0 | 0 | 1 | 1 | 1 | 0 | 1 | 0 | 0 | 1
SCE | transfer_sale |  | 2022 | 7 | 0 | CONFIDENTIAL | CONFIDENTIAL | online |  | CONFIDENTIAL | CONFIDENTIAL | transfer_sale | 1 | unknown | unknown_2022_7 | 0% | 1 | CONFIDENTIAL | CONFIDENTIAL | ok | special | 0 | 0 | transfer_sale__CONFIDENTIAL | 0 | 0 | 1 | 1 | 1 | 0 | 1 | 0 | 0 | 1
SCE | transfer_sale |  | 2022 | 8 | 0 | CONFIDENTIAL | CONFIDENTIAL | online |  | CONFIDENTIAL | CONFIDENTIAL | transfer_sale | 1 | unknown | unknown_2022_8 | 0% | 1 | CONFIDENTIAL | CONFIDENTIAL | ok | special | 0 | 0 | transfer_sale__CONFIDENTIAL | 0 | 0 | 1 | 1 | 1 | 0 | 1 | 0 | 0 | 1
SCE | transfer_sale |  | 2022 | 9 | 0 | CONFIDENTIAL | CONFIDENTIAL | online |  | CONFIDENTIAL | CONFIDENTIAL | transfer_sale | 1 | unknown | unknown_2022_9 | 0% | 1 | CONFIDENTIAL | CONFIDENTIAL | ok | special | 0 | 0 | transfer_sale__CONFIDENTIAL | 0 | 0 | 1 | 1 | 1 | 0 | 1 | 0 | 0 | 1
SCE | transfer_sale |  | 2022 | 10 | 0 | CONFIDENTIAL | CONFIDENTIAL | online |  | CONFIDENTIAL | CONFIDENTIAL | transfer_sale | 1 | unknown | unknown_2022_10 | 0% | 1 | CONFIDENTIAL | CONFIDENTIAL | ok | special | 0 | 0 | transfer_sale__CONFIDENTIAL | 0 | 0 | 1 | 1 | 1 | 0 | 1 | 0 | 0 | 1
SCE | transfer_sale |  | 2022 | 11 | 0 | CONFIDENTIAL | CONFIDENTIAL | online |  | CONFIDENTIAL | CONFIDENTIAL | transfer_sale | 1 | unknown | unknown_2022_11 | 0% | 1 | CONFIDENTIAL | CONFIDENTIAL | ok | special | 0 | 0 | transfer_sale__CONFIDENTIAL | 0 | 0 | 1 | 1 | 1 | 0 | 1 | 0 | 0 | 1
SCE | transfer_sale |  | 2022 | 12 | 0 | CONFIDENTIAL | CONFIDENTIAL | online |  | CONFIDENTIAL | CONFIDENTIAL | transfer_sale | 1 | unknown | unknown_2022_12 | 0% | 1 | CONFIDENTIAL | CONFIDENTIAL | ok | special | 0 | 0 | transfer_sale__CONFIDENTIAL | 0 | 0 | 1 | 1 | 1 | 0 | 1 | 0 | 0 | 1
PCEA | transfer_purchase |  | 2022 | 11 | 0 | CONFIDENTIAL | CONFIDENTIAL | online |  | CONFIDENTIAL | CONFIDENTIAL | transfer_purchase | 1 | unknown | unknown_2022_11 | 0% | 1 | CONFIDENTIAL | CONFIDENTIAL | ok | special | 0 | 0 | transfer_purchase__CONFIDENTIAL | 0 | 0 | 1 | 1 | 1 | 0 | 1 | 0 | 0 | 1
PCEA | transfer_purchase |  | 2022 | 12 | 0 | CONFIDENTIAL | CONFIDENTIAL | online |  | CONFIDENTIAL | CONFIDENTIAL | transfer_purchase | 1 | unknown | unknown_2022_12 | 0% | 1 | CONFIDENTIAL | CONFIDENTIAL | ok | special | 0 | 0 | transfer_purchase__CONFIDENTIAL | 0 | 0 | 1 | 1 | 1 | 0 | 1 | 0 | 0 | 1
PCEA | transfer_purchase |  | 2022 | 4 | 0 | CONFIDENTIAL | CONFIDENTIAL | online |  | CONFIDENTIAL | CONFIDENTIAL | transfer_purchase | 1 | unknown | unknown_2022_4 | 0% | 1 | CONFIDENTIAL | CONFIDENTIAL | ok | special | 0 | 0 | transfer_purchase__CONFIDENTIAL | 0 | 0 | 1 | 1 | 1 | 0 | 1 | 0 | 0 | 1
PCEA | transfer_purchase |  | 2022 | 1 | 0 | CONFIDENTIAL | CONFIDENTIAL | online |  | CONFIDENTIAL | CONFIDENTIAL | transfer_purchase | 1 | unknown | unknown_2022_1 | 0% | 1 | CONFIDENTIAL | CONFIDENTIAL | ok | special | 0 | 0 | transfer_purchase__CONFIDENTIAL | 0 | 0 | 1 | 1 | 1 | 0 | 1 | 0 | 0 | 1
PCEA | transfer_purchase |  | 2022 | 2 | 0 | CONFIDENTIAL | CONFIDENTIAL | online |  | CONFIDENTIAL | CONFIDENTIAL | transfer_purchase | 1 | unknown | unknown_2022_2 | 0% | 1 | CONFIDENTIAL | CONFIDENTIAL | ok | special | 0 | 0 | transfer_purchase__CONFIDENTIAL | 0 | 0 | 1 | 1 | 1 | 0 | 1 | 0 | 0 | 1
PCEA | transfer_purchase |  | 2022 | 3 | 0 | CONFIDENTIAL | CONFIDENTIAL | online |  | CONFIDENTIAL | CONFIDENTIAL | transfer_purchase | 1 | unknown | unknown_2022_3 | 0% | 1 | CONFIDENTIAL | CONFIDENTIAL | ok | special | 0 | 0 | transfer_purchase__CONFIDENTIAL | 0 | 0 | 1 | 1 | 1 | 0 | 1 | 0 | 0 | 1
PCEA | transfer_purchase |  | 2022 | 4 | 0 | CONFIDENTIAL | CONFIDENTIAL | online |  | CONFIDENTIAL | CONFIDENTIAL | transfer_purchase | 1 | unknown | unknown_2022_4 | 0% | 1 | CONFIDENTIAL | CONFIDENTIAL | ok | special | 0 | 0 | transfer_purchase__CONFIDENTIAL | 0 | 0 | 1 | 1 | 1 | 0 | 1 | 0 | 0 | 1
PCEA | transfer_purchase |  | 2022 | 5 | 0 | CONFIDENTIAL | CONFIDENTIAL | online |  | CONFIDENTIAL | CONFIDENTIAL | transfer_purchase | 1 | unknown | unknown_2022_5 | 0% | 1 | CONFIDENTIAL | CONFIDENTIAL | ok | special | 0 | 0 | transfer_purchase__CONFIDENTIAL | 0 | 0 | 1 | 1 | 1 | 0 | 1 | 0 | 0 | 1
PCEA | transfer_purchase |  | 2022 | 6 | 0 | CONFIDENTIAL | CONFIDENTIAL | online |  | CONFIDENTIAL | CONFIDENTIAL | transfer_purchase | 1 | unknown | unknown_2022_6 | 0% | 1 | CONFIDENTIAL | CONFIDENTIAL | ok | special | 0 | 0 | transfer_purchase__CONFIDENTIAL | 0 | 0 | 1 | 1 | 1 | 0 | 1 | 0 | 0 | 1
PCEA | transfer_purchase |  | 2022 | 7 | 0 | CONFIDENTIAL | CONFIDENTIAL | online |  | CONFIDENTIAL | CONFIDENTIAL | transfer_purchase | 1 | unknown | unknown_2022_7 | 0% | 1 | CONFIDENTIAL | CONFIDENTIAL | ok | special | 0 | 0 | transfer_purchase__CONFIDENTIAL | 0 | 0 | 1 | 1 | 1 | 0 | 1 | 0 | 0 | 1
PCEA | transfer_purchase |  | 2022 | 8 | 0 | CONFIDENTIAL | CONFIDENTIAL | online |  | CONFIDENTIAL | CONFIDENTIAL | transfer_purchase | 1 | unknown | unknown_2022_8 | 0% | 1 | CONFIDENTIAL | CONFIDENTIAL | ok | special | 0 | 0 | transfer_purchase__CONFIDENTIAL | 0 | 0 | 1 | 1 | 1 | 0 | 1 | 0 | 0 | 1
PCEA | transfer_purchase |  | 2022 | 9 | 0 | CONFIDENTIAL | CONFIDENTIAL | online |  | CONFIDENTIAL | CONFIDENTIAL | transfer_purchase | 1 | unknown | unknown_2022_9 | 0% | 1 | CONFIDENTIAL | CONFIDENTIAL | ok | special | 0 | 0 | transfer_purchase__CONFIDENTIAL | 0 | 0 | 1 | 1 | 1 | 0 | 1 | 0 | 0 | 1
PCEA | transfer_purchase |  | 2022 | 10 | 0 | CONFIDENTIAL | CONFIDENTIAL | online |  | CONFIDENTIAL | CONFIDENTIAL | transfer_purchase | 1 | unknown | unknown_2022_10 | 0% | 1 | CONFIDENTIAL | CONFIDENTIAL | ok | special | 0 | 0 | transfer_purchase__CONFIDENTIAL | 0 | 0 | 1 | 1 | 1 | 0 | 1 | 0 | 0 | 1
PCEA | transfer_purchase |  | 2022 | 11 | 0 | CONFIDENTIAL | CONFIDENTIAL | online |  | CONFIDENTIAL | CONFIDENTIAL | transfer_purchase | 1 | unknown | unknown_2022_11 | 0% | 1 | CONFIDENTIAL | CONFIDENTIAL | ok | special | 0 | 0 | transfer_purchase__CONFIDENTIAL | 0 | 0 | 1 | 1 | 1 | 0 | 1 | 0 | 0 | 1
PCEA | transfer_purchase |  | 2022 | 12 | 0 | CONFIDENTIAL | CONFIDENTIAL | online |  | CONFIDENTIAL | CONFIDENTIAL | transfer_purchase | 1 | unknown | unknown_2022_12 | 0% | 1 | CONFIDENTIAL | CONFIDENTIAL | ok | special | 0 | 0 | transfer_purchase__CONFIDENTIAL | 0 | 0 | 1 | 1 | 1 | 0 | 1 | 0 | 0 | 1
PCEA | transfer_purchase |  | 2022 | 1 | 0 | CONFIDENTIAL | CONFIDENTIAL | online |  | CONFIDENTIAL | CONFIDENTIAL | transfer_purchase | 1 | unknown | unknown_2022_1 | 0% | 1 | CONFIDENTIAL | CONFIDENTIAL | ok | special | 0 | 0 | transfer_purchase__CONFIDENTIAL | 0 | 0 | 1 | 1 | 1 | 0 | 1 | 0 | 0 | 1
PCEA | transfer_purchase |  | 2022 | 2 | 0 | CONFIDENTIAL | CONFIDENTIAL | online |  | CONFIDENTIAL | CONFIDENTIAL | transfer_purchase | 1 | unknown | unknown_2022_2 | 0% | 1 | CONFIDENTIAL | CONFIDENTIAL | ok | special | 0 | 0 | transfer_purchase__CONFIDENTIAL | 0 | 0 | 1 | 1 | 1 | 0 | 1 | 0 | 0 | 1
PCEA | transfer_purchase |  | 2022 | 3 | 0 | CONFIDENTIAL | CONFIDENTIAL | online |  | CONFIDENTIAL | CONFIDENTIAL | transfer_purchase | 1 | unknown | unknown_2022_3 | 0% | 1 | CONFIDENTIAL | CONFIDENTIAL | ok | special | 0 | 0 | transfer_purchase__CONFIDENTIAL | 0 | 0 | 1 | 1 | 1 | 0 | 1 | 0 | 0 | 1
PCEA | transfer_purchase |  | 2022 | 4 | 0 | CONFIDENTIAL | CONFIDENTIAL | online |  | CONFIDENTIAL | CONFIDENTIAL | transfer_purchase | 1 | unknown | unknown_2022_4 | 0% | 1 | CONFIDENTIAL | CONFIDENTIAL | ok | special | 0 | 0 | transfer_purchase__CONFIDENTIAL | 0 | 0 | 1 | 1 | 1 | 0 | 1 | 0 | 0 | 1
PCEA | transfer_purchase |  | 2022 | 5 | 0 | CONFIDENTIAL | CONFIDENTIAL | online |  | CONFIDENTIAL | CONFIDENTIAL | transfer_purchase | 1 | unknown | unknown_2022_5 | 0% | 1 | CONFIDENTIAL | CONFIDENTIAL | ok | special | 0 | 0 | transfer_purchase__CONFIDENTIAL | 0 | 0 | 1 | 1 | 1 | 0 | 1 | 0 | 0 | 1
PCEA | transfer_purchase |  | 2022 | 6 | 0 | CONFIDENTIAL | CONFIDENTIAL | online |  | CONFIDENTIAL | CONFIDENTIAL | transfer_purchase | 1 | unknown | unknown_2022_6 | 0% | 1 | CONFIDENTIAL | CONFIDENTIAL | ok | special | 0 | 0 | transfer_purchase__CONFIDENTIAL | 0 | 0 | 1 | 1 | 1 | 0 | 1 | 0 | 0 | 1
PCEA | transfer_purchase |  | 2022 | 7 | 0 | CONFIDENTIAL | CONFIDENTIAL | online |  | CONFIDENTIAL | CONFIDENTIAL | transfer_purchase | 1 | unknown | unknown_2022_7 | 0% | 1 | CONFIDENTIAL | CONFIDENTIAL | ok | special | 0 | 0 | transfer_purchase__CONFIDENTIAL | 0 | 0 | 1 | 1 | 1 | 0 | 1 | 0 | 0 | 1
PCEA | transfer_purchase |  | 2022 | 8 | 0 | CONFIDENTIAL | CONFIDENTIAL | online |  | CONFIDENTIAL | CONFIDENTIAL | transfer_purchase | 1 | unknown | unknown_2022_8 | 0% | 1 | CONFIDENTIAL | CONFIDENTIAL | ok | special | 0 | 0 | transfer_purchase__CONFIDENTIAL | 0 | 0 | 1 | 1 | 1 | 0 | 1 | 0 | 0 | 1
PCEA | transfer_purchase |  | 2022 | 9 | 0 | CONFIDENTIAL | CONFIDENTIAL | online |  | CONFIDENTIAL | CONFIDENTIAL | transfer_purchase | 1 | unknown | unknown_2022_9 | 0% | 1 | CONFIDENTIAL | CONFIDENTIAL | ok | special | 0 | 0 | transfer_purchase__CONFIDENTIAL | 0 | 0 | 1 | 1 | 1 | 0 | 1 | 0 | 0 | 1
PCEA | transfer_purchase |  | 2022 | 10 | 0 | CONFIDENTIAL | CONFIDENTIAL | online |  | CONFIDENTIAL | CONFIDENTIAL | transfer_purchase | 1 | unknown | unknown_2022_10 | 0% | 1 | CONFIDENTIAL | CONFIDENTIAL | ok | special | 0 | 0 | transfer_purchase__CONFIDENTIAL | 0 | 0 | 1 | 1 | 1 | 0 | 1 | 0 | 0 | 1
PCEA | transfer_purchase |  | 2022 | 11 | 0 | CONFIDENTIAL | CONFIDENTIAL | online |  | CONFIDENTIAL | CONFIDENTIAL | transfer_purchase | 1 | unknown | unknown_2022_11 | 0% | 1 | CONFIDENTIAL | CONFIDENTIAL | ok | special | 0 | 0 | transfer_purchase__CONFIDENTIAL | 0 | 0 | 1 | 1 | 1 | 0 | 1 | 0 | 0 | 1
PCEA | transfer_purchase |  | 2022 | 12 | 0 | CONFIDENTIAL | CONFIDENTIAL | online |  | CONFIDENTIAL | CONFIDENTIAL | transfer_purchase | 1 | unknown | unknown_2022_12 | 0% | 1 | CONFIDENTIAL | CONFIDENTIAL | ok | special | 0 | 0 | transfer_purchase__CONFIDENTIAL | 0 | 0 | 1 | 1 | 1 | 0 | 1 | 0 | 0 | 1
PCEA | transfer_purchase |  | 2022 | 1 | 0 | CONFIDENTIAL | CONFIDENTIAL | review |  | CONFIDENTIAL | CONFIDENTIAL | transfer_purchase | 1 | unknown | unknown_2022_1 | 0% | 1 | CONFIDENTIAL | CONFIDENTIAL | ok | special | 0 | 0 | transfer_purchase__CONFIDENTIAL | 0 | 0 | 1 | 1 | 1 | 0 | 1 | 0 | 0 | 1
PCEA | transfer_purchase |  | 2022 | 1 | 0 | CONFIDENTIAL | CONFIDENTIAL | review |  | CONFIDENTIAL | CONFIDENTIAL | transfer_purchase | 1 | unknown | unknown_2022_1 | 0% | 1 | CONFIDENTIAL | CONFIDENTIAL | ok | special | 0 | 0 | transfer_purchase__CONFIDENTIAL | 0 | 0 | 1 | 1 | 1 | 0 | 1 | 0 | 0 | 1
PCEA | transfer_purchase |  | 2022 | 1 | 0 | CONFIDENTIAL | CONFIDENTIAL | review |  | CONFIDENTIAL | CONFIDENTIAL | transfer_purchase | 1 | unknown | unknown_2022_1 | 0% | 1 | CONFIDENTIAL | CONFIDENTIAL | ok | special | 0 | 0 | transfer_purchase__CONFIDENTIAL | 0 | 0 | 1 | 1 | 1 | 0 | 1 | 0 | 0 | 1
PCEA | transfer_purchase |  | 2022 | 1 | 0 | CONFIDENTIAL | CONFIDENTIAL | review |  | CONFIDENTIAL | CONFIDENTIAL | transfer_purchase | 1 | unknown | unknown_2022_1 | 0% | 1 | CONFIDENTIAL | CONFIDENTIAL | ok | special | 0 | 0 | transfer_purchase__CONFIDENTIAL | 0 | 0 | 1 | 1 | 1 | 0 | 1 | 0 | 0 | 1
PCEA | transfer_purchase |  | 2022 | 2 | 0 | CONFIDENTIAL | CONFIDENTIAL | review |  | CONFIDENTIAL | CONFIDENTIAL | transfer_purchase | 1 | unknown | unknown_2022_2 | 0% | 1 | CONFIDENTIAL | CONFIDENTIAL | ok | special | 0 | 0 | transfer_purchase__CONFIDENTIAL | 0 | 0 | 1 | 1 | 1 | 0 | 1 | 0 | 0 | 1
PCEA | transfer_purchase |  | 2022 | 2 | 0 | CONFIDENTIAL | CONFIDENTIAL | review |  | CONFIDENTIAL | CONFIDENTIAL | transfer_purchase | 1 | unknown | unknown_2022_2 | 0% | 1 | CONFIDENTIAL | CONFIDENTIAL | ok | special | 0 | 0 | transfer_purchase__CONFIDENTIAL | 0 | 0 | 1 | 1 | 1 | 0 | 1 | 0 | 0 | 1
PCEA | transfer_purchase |  | 2022 | 2 | 0 | CONFIDENTIAL | CONFIDENTIAL | review |  | CONFIDENTIAL | CONFIDENTIAL | transfer_purchase | 1 | unknown | unknown_2022_2 | 0% | 1 | CONFIDENTIAL | CONFIDENTIAL | ok | special | 0 | 0 | transfer_purchase__CONFIDENTIAL | 0 | 0 | 1 | 1 | 1 | 0 | 1 | 0 | 0 | 1
PCEA | transfer_purchase |  | 2022 | 2 | 0 | CONFIDENTIAL | CONFIDENTIAL | review |  | CONFIDENTIAL | CONFIDENTIAL | transfer_purchase | 1 | unknown | unknown_2022_2 | 0% | 1 | CONFIDENTIAL | CONFIDENTIAL | ok | special | 0 | 0 | transfer_purchase__CONFIDENTIAL | 0 | 0 | 1 | 1 | 1 | 0 | 1 | 0 | 0 | 1
PCEA | transfer_purchase |  | 2022 | 3 | 0 | CONFIDENTIAL | CONFIDENTIAL | review |  | CONFIDENTIAL | CONFIDENTIAL | transfer_purchase | 1 | unknown | unknown_2022_3 | 0% | 1 | CONFIDENTIAL | CONFIDENTIAL | ok | special | 0 | 0 | transfer_purchase__CONFIDENTIAL | 0 | 0 | 1 | 1 | 1 | 0 | 1 | 0 | 0 | 1
PCEA | transfer_purchase |  | 2022 | 3 | 0 | CONFIDENTIAL | CONFIDENTIAL | review |  | CONFIDENTIAL | CONFIDENTIAL | transfer_purchase | 1 | unknown | unknown_2022_3 | 0% | 1 | CONFIDENTIAL | CONFIDENTIAL | ok | special | 0 | 0 | transfer_purchase__CONFIDENTIAL | 0 | 0 | 1 | 1 | 1 | 0 | 1 | 0 | 0 | 1
PCEA | transfer_purchase |  | 2022 | 3 | 0 | CONFIDENTIAL | CONFIDENTIAL | review |  | CONFIDENTIAL | CONFIDENTIAL | transfer_purchase | 1 | unknown | unknown_2022_3 | 0% | 1 | CONFIDENTIAL | CONFIDENTIAL | ok | special | 0 | 0 | transfer_purchase__CONFIDENTIAL | 0 | 0 | 1 | 1 | 1 | 0 | 1 | 0 | 0 | 1
PCEA | transfer_purchase |  | 2022 | 3 | 0 | CONFIDENTIAL | CONFIDENTIAL | review |  | CONFIDENTIAL | CONFIDENTIAL | transfer_purchase | 1 | unknown | unknown_2022_3 | 0% | 1 | CONFIDENTIAL | CONFIDENTIAL | ok | special | 0 | 0 | transfer_purchase__CONFIDENTIAL | 0 | 0 | 1 | 1 | 1 | 0 | 1 | 0 | 0 | 1
PCEA | transfer_purchase |  | 2022 | 4 | 0 | CONFIDENTIAL | CONFIDENTIAL | review |  | CONFIDENTIAL | CONFIDENTIAL | transfer_purchase | 1 | unknown | unknown_2022_4 | 0% | 1 | CONFIDENTIAL | CONFIDENTIAL | ok | special | 0 | 0 | transfer_purchase__CONFIDENTIAL | 0 | 0 | 1 | 1 | 1 | 0 | 1 | 0 | 0 | 1
PCEA | transfer_purchase |  | 2022 | 4 | 0 | CONFIDENTIAL | CONFIDENTIAL | review |  | CONFIDENTIAL | CONFIDENTIAL | transfer_purchase | 1 | unknown | unknown_2022_4 | 0% | 1 | CONFIDENTIAL | CONFIDENTIAL | ok | special | 0 | 0 | transfer_purchase__CONFIDENTIAL | 0 | 0 | 1 | 1 | 1 | 0 | 1 | 0 | 0 | 1
PCEA | transfer_purchase |  | 2022 | 4 | 0 | CONFIDENTIAL | CONFIDENTIAL | review |  | CONFIDENTIAL | CONFIDENTIAL | transfer_purchase | 1 | unknown | unknown_2022_4 | 0% | 1 | CONFIDENTIAL | CONFIDENTIAL | ok | special | 0 | 0 | transfer_purchase__CONFIDENTIAL | 0 | 0 | 1 | 1 | 1 | 0 | 1 | 0 | 0 | 1
PCEA | transfer_purchase |  | 2022 | 4 | 0 | CONFIDENTIAL | CONFIDENTIAL | review |  | CONFIDENTIAL | CONFIDENTIAL | transfer_purchase | 1 | unknown | unknown_2022_4 | 0% | 1 | CONFIDENTIAL | CONFIDENTIAL | ok | special | 0 | 0 | transfer_purchase__CONFIDENTIAL | 0 | 0 | 1 | 1 | 1 | 0 | 1 | 0 | 0 | 1
PCEA | transfer_purchase |  | 2022 | 5 | 0 | CONFIDENTIAL | CONFIDENTIAL | review |  | CONFIDENTIAL | CONFIDENTIAL | transfer_purchase | 1 | unknown | unknown_2022_5 | 0% | 1 | CONFIDENTIAL | CONFIDENTIAL | ok | special | 0 | 0 | transfer_purchase__CONFIDENTIAL | 0 | 0 | 1 | 1 | 1 | 0 | 1 | 0 | 0 | 1
PCEA | transfer_purchase |  | 2022 | 5 | 0 | CONFIDENTIAL | CONFIDENTIAL | review |  | CONFIDENTIAL | CONFIDENTIAL | transfer_purchase | 1 | unknown | unknown_2022_5 | 0% | 1 | CONFIDENTIAL | CONFIDENTIAL | ok | special | 0 | 0 | transfer_purchase__CONFIDENTIAL | 0 | 0 | 1 | 1 | 1 | 0 | 1 | 0 | 0 | 1
PCEA | transfer_purchase |  | 2022 | 5 | 0 | CONFIDENTIAL | CONFIDENTIAL | review |  | CONFIDENTIAL | CONFIDENTIAL | transfer_purchase | 1 | unknown | unknown_2022_5 | 0% | 1 | CONFIDENTIAL | CONFIDENTIAL | ok | special | 0 | 0 | transfer_purchase__CONFIDENTIAL | 0 | 0 | 1 | 1 | 1 | 0 | 1 | 0 | 0 | 1
PCEA | transfer_purchase |  | 2022 | 5 | 0 | CONFIDENTIAL | CONFIDENTIAL | review |  | CONFIDENTIAL | CONFIDENTIAL | transfer_purchase | 1 | unknown | unknown_2022_5 | 0% | 1 | CONFIDENTIAL | CONFIDENTIAL | ok | special | 0 | 0 | transfer_purchase__CONFIDENTIAL | 0 | 0 | 1 | 1 | 1 | 0 | 1 | 0 | 0 | 1
PCEA | transfer_purchase |  | 2022 | 6 | 0 | CONFIDENTIAL | CONFIDENTIAL | review |  | CONFIDENTIAL | CONFIDENTIAL | transfer_purchase | 1 | unknown | unknown_2022_6 | 0% | 1 | CONFIDENTIAL | CONFIDENTIAL | ok | special | 0 | 0 | transfer_purchase__CONFIDENTIAL | 0 | 0 | 1 | 1 | 1 | 0 | 1 | 0 | 0 | 1
PCEA | transfer_purchase |  | 2022 | 6 | 0 | CONFIDENTIAL | CONFIDENTIAL | review |  | CONFIDENTIAL | CONFIDENTIAL | transfer_purchase | 1 | unknown | unknown_2022_6 | 0% | 1 | CONFIDENTIAL | CONFIDENTIAL | ok | special | 0 | 0 | transfer_purchase__CONFIDENTIAL | 0 | 0 | 1 | 1 | 1 | 0 | 1 | 0 | 0 | 1
PCEA | transfer_purchase |  | 2022 | 6 | 0 | CONFIDENTIAL | CONFIDENTIAL | review |  | CONFIDENTIAL | CONFIDENTIAL | transfer_purchase | 1 | unknown | unknown_2022_6 | 0% | 1 | CONFIDENTIAL | CONFIDENTIAL | ok | special | 0 | 0 | transfer_purchase__CONFIDENTIAL | 0 | 0 | 1 | 1 | 1 | 0 | 1 | 0 | 0 | 1
PCEA | transfer_purchase |  | 2022 | 6 | 0 | CONFIDENTIAL | CONFIDENTIAL | review |  | CONFIDENTIAL | CONFIDENTIAL | transfer_purchase | 1 | unknown | unknown_2022_6 | 0% | 1 | CONFIDENTIAL | CONFIDENTIAL | ok | special | 0 | 0 | transfer_purchase__CONFIDENTIAL | 0 | 0 | 1 | 1 | 1 | 0 | 1 | 0 | 0 | 1
PCEA | transfer_purchase |  | 2022 | 7 | 0 | CONFIDENTIAL | CONFIDENTIAL | review |  | CONFIDENTIAL | CONFIDENTIAL | transfer_purchase | 1 | unknown | unknown_2022_7 | 0% | 1 | CONFIDENTIAL | CONFIDENTIAL | ok | special | 0 | 0 | transfer_purchase__CONFIDENTIAL | 0 | 0 | 1 | 1 | 1 | 0 | 1 | 0 | 0 | 1
PCEA | transfer_purchase |  | 2022 | 7 | 0 | CONFIDENTIAL | CONFIDENTIAL | review |  | CONFIDENTIAL | CONFIDENTIAL | transfer_purchase | 1 | unknown | unknown_2022_7 | 0% | 1 | CONFIDENTIAL | CONFIDENTIAL | ok | special | 0 | 0 | transfer_purchase__CONFIDENTIAL | 0 | 0 | 1 | 1 | 1 | 0 | 1 | 0 | 0 | 1
PCEA | transfer_purchase |  | 2022 | 7 | 0 | CONFIDENTIAL | CONFIDENTIAL | review |  | CONFIDENTIAL | CONFIDENTIAL | transfer_purchase | 1 | unknown | unknown_2022_7 | 0% | 1 | CONFIDENTIAL | CONFIDENTIAL | ok | special | 0 | 0 | transfer_purchase__CONFIDENTIAL | 0 | 0 | 1 | 1 | 1 | 0 | 1 | 0 | 0 | 1
PCEA | transfer_purchase |  | 2022 | 7 | 0 | CONFIDENTIAL | CONFIDENTIAL | review |  | CONFIDENTIAL | CONFIDENTIAL | transfer_purchase | 1 | unknown | unknown_2022_7 | 0% | 1 | CONFIDENTIAL | CONFIDENTIAL | ok | special | 0 | 0 | transfer_purchase__CONFIDENTIAL | 0 | 0 | 1 | 1 | 1 | 0 | 1 | 0 | 0 | 1
PCEA | transfer_purchase |  | 2022 | 8 | 0 | CONFIDENTIAL | CONFIDENTIAL | review |  | CONFIDENTIAL | CONFIDENTIAL | transfer_purchase | 1 | unknown | unknown_2022_8 | 0% | 1 | CONFIDENTIAL | CONFIDENTIAL | ok | special | 0 | 0 | transfer_purchase__CONFIDENTIAL | 0 | 0 | 1 | 1 | 1 | 0 | 1 | 0 | 0 | 1
PCEA | transfer_purchase |  | 2022 | 8 | 0 | CONFIDENTIAL | CONFIDENTIAL | review |  | CONFIDENTIAL | CONFIDENTIAL | transfer_purchase | 1 | unknown | unknown_2022_8 | 0% | 1 | CONFIDENTIAL | CONFIDENTIAL | ok | special | 0 | 0 | transfer_purchase__CONFIDENTIAL | 0 | 0 | 1 | 1 | 1 | 0 | 1 | 0 | 0 | 1
PCEA | transfer_purchase |  | 2022 | 8 | 0 | CONFIDENTIAL | CONFIDENTIAL | review |  | CONFIDENTIAL | CONFIDENTIAL | transfer_purchase | 1 | unknown | unknown_2022_8 | 0% | 1 | CONFIDENTIAL | CONFIDENTIAL | ok | special | 0 | 0 | transfer_purchase__CONFIDENTIAL | 0 | 0 | 1 | 1 | 1 | 0 | 1 | 0 | 0 | 1
PCEA | transfer_purchase |  | 2022 | 8 | 0 | CONFIDENTIAL | CONFIDENTIAL | review |  | CONFIDENTIAL | CONFIDENTIAL | transfer_purchase | 1 | unknown | unknown_2022_8 | 0% | 1 | CONFIDENTIAL | CONFIDENTIAL | ok | special | 0 | 0 | transfer_purchase__CONFIDENTIAL | 0 | 0 | 1 | 1 | 1 | 0 | 1 | 0 | 0 | 1
PCEA | transfer_purchase |  | 2022 | 9 | 0 | CONFIDENTIAL | CONFIDENTIAL | review |  | CONFIDENTIAL | CONFIDENTIAL | transfer_purchase | 1 | unknown | unknown_2022_9 | 0% | 1 | CONFIDENTIAL | CONFIDENTIAL | ok | special | 0 | 0 | transfer_purchase__CONFIDENTIAL | 0 | 0 | 1 | 1 | 1 | 0 | 1 | 0 | 0 | 1
PCEA | transfer_purchase |  | 2022 | 9 | 0 | CONFIDENTIAL | CONFIDENTIAL | review |  | CONFIDENTIAL | CONFIDENTIAL | transfer_purchase | 1 | unknown | unknown_2022_9 | 0% | 1 | CONFIDENTIAL | CONFIDENTIAL | ok | special | 0 | 0 | transfer_purchase__CONFIDENTIAL | 0 | 0 | 1 | 1 | 1 | 0 | 1 | 0 | 0 | 1
PCEA | transfer_purchase |  | 2022 | 9 | 0 | CONFIDENTIAL | CONFIDENTIAL | review |  | CONFIDENTIAL | CONFIDENTIAL | transfer_purchase | 1 | unknown | unknown_2022_9 | 0% | 1 | CONFIDENTIAL | CONFIDENTIAL | ok | special | 0 | 0 | transfer_purchase__CONFIDENTIAL | 0 | 0 | 1 | 1 | 1 | 0 | 1 | 0 | 0 | 1
PCEA | transfer_purchase |  | 2022 | 9 | 0 | CONFIDENTIAL | CONFIDENTIAL | review |  | CONFIDENTIAL | CONFIDENTIAL | transfer_purchase | 1 | unknown | unknown_2022_9 | 0% | 1 | CONFIDENTIAL | CONFIDENTIAL | ok | special | 0 | 0 | transfer_purchase__CONFIDENTIAL | 0 | 0 | 1 | 1 | 1 | 0 | 1 | 0 | 0 | 1
PCEA | transfer_purchase |  | 2022 | 10 | 0 | CONFIDENTIAL | CONFIDENTIAL | review |  | CONFIDENTIAL | CONFIDENTIAL | transfer_purchase | 1 | unknown | unknown_2022_10 | 0% | 1 | CONFIDENTIAL | CONFIDENTIAL | ok | special | 0 | 0 | transfer_purchase__CONFIDENTIAL | 0 | 0 | 1 | 1 | 1 | 0 | 1 | 0 | 0 | 1
PCEA | transfer_purchase |  | 2022 | 10 | 0 | CONFIDENTIAL | CONFIDENTIAL | review |  | CONFIDENTIAL | CONFIDENTIAL | transfer_purchase | 1 | unknown | unknown_2022_10 | 0% | 1 | CONFIDENTIAL | CONFIDENTIAL | ok | special | 0 | 0 | transfer_purchase__CONFIDENTIAL | 0 | 0 | 1 | 1 | 1 | 0 | 1 | 0 | 0 | 1
PCEA | transfer_purchase |  | 2022 | 10 | 0 | CONFIDENTIAL | CONFIDENTIAL | review |  | CONFIDENTIAL | CONFIDENTIAL | transfer_purchase | 1 | unknown | unknown_2022_10 | 0% | 1 | CONFIDENTIAL | CONFIDENTIAL | ok | special | 0 | 0 | transfer_purchase__CONFIDENTIAL | 0 | 0 | 1 | 1 | 1 | 0 | 1 | 0 | 0 | 1
PCEA | transfer_purchase |  | 2022 | 10 | 0 | CONFIDENTIAL | CONFIDENTIAL | review |  | CONFIDENTIAL | CONFIDENTIAL | transfer_purchase | 1 | unknown | unknown_2022_10 | 0% | 1 | CONFIDENTIAL | CONFIDENTIAL | ok | special | 0 | 0 | transfer_purchase__CONFIDENTIAL | 0 | 0 | 1 | 1 | 1 | 0 | 1 | 0 | 0 | 1
PCEA | transfer_purchase |  | 2022 | 11 | 0 | CONFIDENTIAL | CONFIDENTIAL | review |  | CONFIDENTIAL | CONFIDENTIAL | transfer_purchase | 1 | unknown | unknown_2022_11 | 0% | 1 | CONFIDENTIAL | CONFIDENTIAL | ok | special | 0 | 0 | transfer_purchase__CONFIDENTIAL | 0 | 0 | 1 | 1 | 1 | 0 | 1 | 0 | 0 | 1
PCEA | transfer_purchase |  | 2022 | 11 | 0 | CONFIDENTIAL | CONFIDENTIAL | review |  | CONFIDENTIAL | CONFIDENTIAL | transfer_purchase | 1 | unknown | unknown_2022_11 | 0% | 1 | CONFIDENTIAL | CONFIDENTIAL | ok | special | 0 | 0 | transfer_purchase__CONFIDENTIAL | 0 | 0 | 1 | 1 | 1 | 0 | 1 | 0 | 0 | 1
PCEA | transfer_purchase |  | 2022 | 11 | 0 | CONFIDENTIAL | CONFIDENTIAL | review |  | CONFIDENTIAL | CONFIDENTIAL | transfer_purchase | 1 | unknown | unknown_2022_11 | 0% | 1 | CONFIDENTIAL | CONFIDENTIAL | ok | special | 0 | 0 | transfer_purchase__CONFIDENTIAL | 0 | 0 | 1 | 1 | 1 | 0 | 1 | 0 | 0 | 1
PCEA | transfer_purchase |  | 2022 | 12 | 0 | CONFIDENTIAL | CONFIDENTIAL | review |  | CONFIDENTIAL | CONFIDENTIAL | transfer_purchase | 1 | unknown | unknown_2022_12 | 0% | 1 | CONFIDENTIAL | CONFIDENTIAL | ok | special | 0 | 0 | transfer_purchase__CONFIDENTIAL | 0 | 0 | 1 | 1 | 1 | 0 | 1 | 0 | 0 | 1
PCEA | transfer_purchase |  | 2022 | 12 | 0 | CONFIDENTIAL | CONFIDENTIAL | review |  | CONFIDENTIAL | CONFIDENTIAL | transfer_purchase | 1 | unknown | unknown_2022_12 | 0% | 1 | CONFIDENTIAL | CONFIDENTIAL | ok | special | 0 | 0 | transfer_purchase__CONFIDENTIAL | 0 | 0 | 1 | 1 | 1 | 0 | 1 | 0 | 0 | 1
PCEA | transfer_purchase |  | 2022 | 12 | 0 | CONFIDENTIAL | CONFIDENTIAL | review |  | CONFIDENTIAL | CONFIDENTIAL | transfer_purchase | 1 | unknown | unknown_2022_12 | 0% | 1 | CONFIDENTIAL | CONFIDENTIAL | ok | special | 0 | 0 | transfer_purchase__CONFIDENTIAL | 0 | 0 | 1 | 1 | 1 | 0 | 1 | 0 | 0 | 1
PCEA | transfer_purchase |  | 2023 | 1 | 0 | CONFIDENTIAL | CONFIDENTIAL | online |  | CONFIDENTIAL | CONFIDENTIAL | transfer_purchase | 1 | unknown | unknown_2023_1 | 0% | 1 | CONFIDENTIAL | CONFIDENTIAL | ok | special | 0 | 0 | transfer_purchase__CONFIDENTIAL | 0 | 0 | 1 | 1 | 1 | 0 | 1 | 0 | 0 | 1
PCEA | transfer_purchase |  | 2023 | 2 | 0 | CONFIDENTIAL | CONFIDENTIAL | online |  | CONFIDENTIAL | CONFIDENTIAL | transfer_purchase | 1 | unknown | unknown_2023_2 | 0% | 1 | CONFIDENTIAL | CONFIDENTIAL | ok | special | 0 | 0 | transfer_purchase__CONFIDENTIAL | 0 | 0 | 1 | 1 | 1 | 0 | 1 | 0 | 0 | 1
PCEA | transfer_purchase |  | 2023 | 3 | 0 | CONFIDENTIAL | CONFIDENTIAL | online |  | CONFIDENTIAL | CONFIDENTIAL | transfer_purchase | 1 | unknown | unknown_2023_3 | 0% | 1 | CONFIDENTIAL | CONFIDENTIAL | ok | special | 0 | 0 | transfer_purchase__CONFIDENTIAL | 0 | 0 | 1 | 1 | 1 | 0 | 1 | 0 | 0 | 1
PCEA | transfer_purchase |  | 2023 | 4 | 0 | CONFIDENTIAL | CONFIDENTIAL | online |  | CONFIDENTIAL | CONFIDENTIAL | transfer_purchase | 1 | unknown | unknown_2023_4 | 0% | 1 | CONFIDENTIAL | CONFIDENTIAL | ok | special | 0 | 0 | transfer_purchase__CONFIDENTIAL | 0 | 0 | 1 | 1 | 1 | 0 | 1 | 0 | 0 | 1
PCEA | transfer_purchase |  | 2023 | 5 | 0 | CONFIDENTIAL | CONFIDENTIAL | online |  | CONFIDENTIAL | CONFIDENTIAL | transfer_purchase | 1 | unknown | unknown_2023_5 | 0% | 1 | CONFIDENTIAL | CONFIDENTIAL | ok | special | 0 | 0 | transfer_purchase__CONFIDENTIAL | 0 | 0 | 1 | 1 | 1 | 0 | 1 | 0 | 0 | 1
PCEA | transfer_purchase |  | 2023 | 6 | 0 | CONFIDENTIAL | CONFIDENTIAL | online |  | CONFIDENTIAL | CONFIDENTIAL | transfer_purchase | 1 | unknown | unknown_2023_6 | 0% | 1 | CONFIDENTIAL | CONFIDENTIAL | ok | special | 0 | 0 | transfer_purchase__CONFIDENTIAL | 0 | 0 | 1 | 1 | 1 | 0 | 1 | 0 | 0 | 1
PCEA | transfer_purchase |  | 2023 | 7 | 0 | CONFIDENTIAL | CONFIDENTIAL | online |  | CONFIDENTIAL | CONFIDENTIAL | transfer_purchase | 1 | unknown | unknown_2023_7 | 0% | 1 | CONFIDENTIAL | CONFIDENTIAL | ok | special | 0 | 0 | transfer_purchase__CONFIDENTIAL | 0 | 0 | 1 | 1 | 1 | 0 | 1 | 0 | 0 | 1
PCEA | transfer_purchase |  | 2023 | 8 | 0 | CONFIDENTIAL | CONFIDENTIAL | online |  | CONFIDENTIAL | CONFIDENTIAL | transfer_purchase | 1 | unknown | unknown_2023_8 | 0% | 1 | CONFIDENTIAL | CONFIDENTIAL | ok | special | 0 | 0 | transfer_purchase__CONFIDENTIAL | 0 | 0 | 1 | 1 | 1 | 0 | 1 | 0 | 0 | 1
PCEA | transfer_purchase |  | 2023 | 9 | 0 | CONFIDENTIAL | CONFIDENTIAL | online |  | CONFIDENTIAL | CONFIDENTIAL | transfer_purchase | 1 | unknown | unknown_2023_9 | 0% | 1 | CONFIDENTIAL | CONFIDENTIAL | ok | special | 0 | 0 | transfer_purchase__CONFIDENTIAL | 0 | 0 | 1 | 1 | 1 | 0 | 1 | 0 | 0 | 1
PCEA | transfer_purchase |  | 2023 | 10 | 0 | CONFIDENTIAL | CONFIDENTIAL | online |  | CONFIDENTIAL | CONFIDENTIAL | transfer_purchase | 1 | unknown | unknown_2023_10 | 0% | 1 | CONFIDENTIAL | CONFIDENTIAL | ok | special | 0 | 0 | transfer_purchase__CONFIDENTIAL | 0 | 0 | 1 | 1 | 1 | 0 | 1 | 0 | 0 | 1
PCEA | transfer_purchase |  | 2023 | 11 | 0 | CONFIDENTIAL | CONFIDENTIAL | online |  | CONFIDENTIAL | CONFIDENTIAL | transfer_purchase | 1 | unknown | unknown_2023_11 | 0% | 1 | CONFIDENTIAL | CONFIDENTIAL | ok | special | 0 | 0 | transfer_purchase__CONFIDENTIAL | 0 | 0 | 1 | 1 | 1 | 0 | 1 | 0 | 0 | 1
PCEA | transfer_purchase |  | 2023 | 12 | 0 | CONFIDENTIAL | CONFIDENTIAL | online |  | CONFIDENTIAL | CONFIDENTIAL | transfer_purchase | 1 | unknown | unknown_2023_12 | 0% | 1 | CONFIDENTIAL | CONFIDENTIAL | ok | special | 0 | 0 | transfer_purchase__CONFIDENTIAL | 0 | 0 | 1 | 1 | 1 | 0 | 1 | 0 | 0 | 1
PCEA | transfer_purchase |  | 2023 | 1 | 0 | CONFIDENTIAL | CONFIDENTIAL | online |  | CONFIDENTIAL | CONFIDENTIAL | transfer_purchase | 1 | unknown | unknown_2023_1 | 0% | 1 | CONFIDENTIAL | CONFIDENTIAL | ok | special | 0 | 0 | transfer_purchase__CONFIDENTIAL | 0 | 0 | 1 | 1 | 1 | 0 | 1 | 0 | 0 | 1
PCEA | transfer_purchase |  | 2023 | 2 | 0 | CONFIDENTIAL | CONFIDENTIAL | online |  | CONFIDENTIAL | CONFIDENTIAL | transfer_purchase | 1 | unknown | unknown_2023_2 | 0% | 1 | CONFIDENTIAL | CONFIDENTIAL | ok | special | 0 | 0 | transfer_purchase__CONFIDENTIAL | 0 | 0 | 1 | 1 | 1 | 0 | 1 | 0 | 0 | 1
PCEA | transfer_purchase |  | 2023 | 3 | 0 | CONFIDENTIAL | CONFIDENTIAL | online |  | CONFIDENTIAL | CONFIDENTIAL | transfer_purchase | 1 | unknown | unknown_2023_3 | 0% | 1 | CONFIDENTIAL | CONFIDENTIAL | ok | special | 0 | 0 | transfer_purchase__CONFIDENTIAL | 0 | 0 | 1 | 1 | 1 | 0 | 1 | 0 | 0 | 1
PCEA | transfer_purchase |  | 2023 | 4 | 0 | CONFIDENTIAL | CONFIDENTIAL | online |  | CONFIDENTIAL | CONFIDENTIAL | transfer_purchase | 1 | unknown | unknown_2023_4 | 0% | 1 | CONFIDENTIAL | CONFIDENTIAL | ok | special | 0 | 0 | transfer_purchase__CONFIDENTIAL | 0 | 0 | 1 | 1 | 1 | 0 | 1 | 0 | 0 | 1
PCEA | transfer_purchase |  | 2023 | 5 | 0 | CONFIDENTIAL | CONFIDENTIAL | online |  | CONFIDENTIAL | CONFIDENTIAL | transfer_purchase | 1 | unknown | unknown_2023_5 | 0% | 1 | CONFIDENTIAL | CONFIDENTIAL | ok | special | 0 | 0 | transfer_purchase__CONFIDENTIAL | 0 | 0 | 1 | 1 | 1 | 0 | 1 | 0 | 0 | 1
PCEA | transfer_purchase |  | 2023 | 6 | 0 | CONFIDENTIAL | CONFIDENTIAL | online |  | CONFIDENTIAL | CONFIDENTIAL | transfer_purchase | 1 | unknown | unknown_2023_6 | 0% | 1 | CONFIDENTIAL | CONFIDENTIAL | ok | special | 0 | 0 | transfer_purchase__CONFIDENTIAL | 0 | 0 | 1 | 1 | 1 | 0 | 1 | 0 | 0 | 1
PCEA | transfer_purchase |  | 2023 | 7 | 0 | CONFIDENTIAL | CONFIDENTIAL | online |  | CONFIDENTIAL | CONFIDENTIAL | transfer_purchase | 1 | unknown | unknown_2023_7 | 0% | 1 | CONFIDENTIAL | CONFIDENTIAL | ok | special | 0 | 0 | transfer_purchase__CONFIDENTIAL | 0 | 0 | 1 | 1 | 1 | 0 | 1 | 0 | 0 | 1
PCEA | transfer_purchase |  | 2023 | 8 | 0 | CONFIDENTIAL | CONFIDENTIAL | online |  | CONFIDENTIAL | CONFIDENTIAL | transfer_purchase | 1 | unknown | unknown_2023_8 | 0% | 1 | CONFIDENTIAL | CONFIDENTIAL | ok | special | 0 | 0 | transfer_purchase__CONFIDENTIAL | 0 | 0 | 1 | 1 | 1 | 0 | 1 | 0 | 0 | 1
PCEA | transfer_purchase |  | 2023 | 9 | 0 | CONFIDENTIAL | CONFIDENTIAL | online |  | CONFIDENTIAL | CONFIDENTIAL | transfer_purchase | 1 | unknown | unknown_2023_9 | 0% | 1 | CONFIDENTIAL | CONFIDENTIAL | ok | special | 0 | 0 | transfer_purchase__CONFIDENTIAL | 0 | 0 | 1 | 1 | 1 | 0 | 1 | 0 | 0 | 1
PCEA | transfer_purchase |  | 2023 | 10 | 0 | CONFIDENTIAL | CONFIDENTIAL | online |  | CONFIDENTIAL | CONFIDENTIAL | transfer_purchase | 1 | unknown | unknown_2023_10 | 0% | 1 | CONFIDENTIAL | CONFIDENTIAL | ok | special | 0 | 0 | transfer_purchase__CONFIDENTIAL | 0 | 0 | 1 | 1 | 1 | 0 | 1 | 0 | 0 | 1
PCEA | transfer_purchase |  | 2023 | 11 | 0 | CONFIDENTIAL | CONFIDENTIAL | online |  | CONFIDENTIAL | CONFIDENTIAL | transfer_purchase | 1 | unknown | unknown_2023_11 | 0% | 1 | CONFIDENTIAL | CONFIDENTIAL | ok | special | 0 | 0 | transfer_purchase__CONFIDENTIAL | 0 | 0 | 1 | 1 | 1 | 0 | 1 | 0 | 0 | 1
PCEA | transfer_purchase |  | 2023 | 12 | 0 | CONFIDENTIAL | CONFIDENTIAL | online |  | CONFIDENTIAL | CONFIDENTIAL | transfer_purchase | 1 | unknown | unknown_2023_12 | 0% | 1 | CONFIDENTIAL | CONFIDENTIAL | ok | special | 0 | 0 | transfer_purchase__CONFIDENTIAL | 0 | 0 | 1 | 1 | 1 | 0 | 1 | 0 | 0 | 1
PCEA | transfer_purchase |  | 2023 | 1 | 0 | CONFIDENTIAL | CONFIDENTIAL | online |  | CONFIDENTIAL | CONFIDENTIAL | transfer_purchase | 1 | unknown | unknown_2023_1 | 0% | 1 | CONFIDENTIAL | CONFIDENTIAL | ok | special | 0 | 0 | transfer_purchase__CONFIDENTIAL | 0 | 0 | 1 | 1 | 1 | 0 | 1 | 0 | 0 | 1
PCEA | transfer_purchase |  | 2023 | 2 | 0 | CONFIDENTIAL | CONFIDENTIAL | online |  | CONFIDENTIAL | CONFIDENTIAL | transfer_purchase | 1 | unknown | unknown_2023_2 | 0% | 1 | CONFIDENTIAL | CONFIDENTIAL | ok | special | 0 | 0 | transfer_purchase__CONFIDENTIAL | 0 | 0 | 1 | 1 | 1 | 0 | 1 | 0 | 0 | 1
PCEA | transfer_purchase |  | 2023 | 3 | 0 | CONFIDENTIAL | CONFIDENTIAL | online |  | CONFIDENTIAL | CONFIDENTIAL | transfer_purchase | 1 | unknown | unknown_2023_3 | 0% | 1 | CONFIDENTIAL | CONFIDENTIAL | ok | special | 0 | 0 | transfer_purchase__CONFIDENTIAL | 0 | 0 | 1 | 1 | 1 | 0 | 1 | 0 | 0 | 1
PCEA | transfer_purchase |  | 2023 | 4 | 0 | CONFIDENTIAL | CONFIDENTIAL | online |  | CONFIDENTIAL | CONFIDENTIAL | transfer_purchase | 1 | unknown | unknown_2023_4 | 0% | 1 | CONFIDENTIAL | CONFIDENTIAL | ok | special | 0 | 0 | transfer_purchase__CONFIDENTIAL | 0 | 0 | 1 | 1 | 1 | 0 | 1 | 0 | 0 | 1
PCEA | transfer_purchase |  | 2023 | 5 | 0 | CONFIDENTIAL | CONFIDENTIAL | online |  | CONFIDENTIAL | CONFIDENTIAL | transfer_purchase | 1 | unknown | unknown_2023_5 | 0% | 1 | CONFIDENTIAL | CONFIDENTIAL | ok | special | 0 | 0 | transfer_purchase__CONFIDENTIAL | 0 | 0 | 1 | 1 | 1 | 0 | 1 | 0 | 0 | 1
PCEA | transfer_purchase |  | 2023 | 6 | 0 | CONFIDENTIAL | CONFIDENTIAL | online |  | CONFIDENTIAL | CONFIDENTIAL | transfer_purchase | 1 | unknown | unknown_2023_6 | 0% | 1 | CONFIDENTIAL | CONFIDENTIAL | ok | special | 0 | 0 | transfer_purchase__CONFIDENTIAL | 0 | 0 | 1 | 1 | 1 | 0 | 1 | 0 | 0 | 1
PCEA | transfer_purchase |  | 2023 | 7 | 0 | CONFIDENTIAL | CONFIDENTIAL | online |  | CONFIDENTIAL | CONFIDENTIAL | transfer_purchase | 1 | unknown | unknown_2023_7 | 0% | 1 | CONFIDENTIAL | CONFIDENTIAL | ok | special | 0 | 0 | transfer_purchase__CONFIDENTIAL | 0 | 0 | 1 | 1 | 1 | 0 | 1 | 0 | 0 | 1
PCEA | transfer_purchase |  | 2023 | 8 | 0 | CONFIDENTIAL | CONFIDENTIAL | online |  | CONFIDENTIAL | CONFIDENTIAL | transfer_purchase | 1 | unknown | unknown_2023_8 | 0% | 1 | CONFIDENTIAL | CONFIDENTIAL | ok | special | 0 | 0 | transfer_purchase__CONFIDENTIAL | 0 | 0 | 1 | 1 | 1 | 0 | 1 | 0 | 0 | 1
PCEA | transfer_purchase |  | 2023 | 9 | 0 | CONFIDENTIAL | CONFIDENTIAL | online |  | CONFIDENTIAL | CONFIDENTIAL | transfer_purchase | 1 | unknown | unknown_2023_9 | 0% | 1 | CONFIDENTIAL | CONFIDENTIAL | ok | special | 0 | 0 | transfer_purchase__CONFIDENTIAL | 0 | 0 | 1 | 1 | 1 | 0 | 1 | 0 | 0 | 1
PCEA | transfer_purchase |  | 2023 | 10 | 0 | CONFIDENTIAL | CONFIDENTIAL | online |  | CONFIDENTIAL | CONFIDENTIAL | transfer_purchase | 1 | unknown | unknown_2023_10 | 0% | 1 | CONFIDENTIAL | CONFIDENTIAL | ok | special | 0 | 0 | transfer_purchase__CONFIDENTIAL | 0 | 0 | 1 | 1 | 1 | 0 | 1 | 0 | 0 | 1
PCEA | transfer_purchase |  | 2023 | 11 | 0 | CONFIDENTIAL | CONFIDENTIAL | online |  | CONFIDENTIAL | CONFIDENTIAL | transfer_purchase | 1 | unknown | unknown_2023_11 | 0% | 1 | CONFIDENTIAL | CONFIDENTIAL | ok | special | 0 | 0 | transfer_purchase__CONFIDENTIAL | 0 | 0 | 1 | 1 | 1 | 0 | 1 | 0 | 0 | 1
PCEA | transfer_purchase |  | 2023 | 12 | 0 | CONFIDENTIAL | CONFIDENTIAL | online |  | CONFIDENTIAL | CONFIDENTIAL | transfer_purchase | 1 | unknown | unknown_2023_12 | 0% | 1 | CONFIDENTIAL | CONFIDENTIAL | ok | special | 0 | 0 | transfer_purchase__CONFIDENTIAL | 0 | 0 | 1 | 1 | 1 | 0 | 1 | 0 | 0 | 1
PCEA | transfer_purchase |  | 2023 | 1 | 0 | CONFIDENTIAL | CONFIDENTIAL | review |  | CONFIDENTIAL | CONFIDENTIAL | transfer_purchase | 1 | unknown | unknown_2023_1 | 0% | 1 | CONFIDENTIAL | CONFIDENTIAL | ok | special | 0 | 0 | transfer_purchase__CONFIDENTIAL | 0 | 0 | 1 | 1 | 1 | 0 | 1 | 0 | 0 | 1
PCEA | transfer_purchase |  | 2023 | 2 | 0 | CONFIDENTIAL | CONFIDENTIAL | review |  | CONFIDENTIAL | CONFIDENTIAL | transfer_purchase | 1 | unknown | unknown_2023_2 | 0% | 1 | CONFIDENTIAL | CONFIDENTIAL | ok | special | 0 | 0 | transfer_purchase__CONFIDENTIAL | 0 | 0 | 1 | 1 | 1 | 0 | 1 | 0 | 0 | 1
PCEA | transfer_purchase |  | 2023 | 3 | 0 | CONFIDENTIAL | CONFIDENTIAL | review |  | CONFIDENTIAL | CONFIDENTIAL | transfer_purchase | 1 | unknown | unknown_2023_3 | 0% | 1 | CONFIDENTIAL | CONFIDENTIAL | ok | special | 0 | 0 | transfer_purchase__CONFIDENTIAL | 0 | 0 | 1 | 1 | 1 | 0 | 1 | 0 | 0 | 1
PCEA | transfer_purchase |  | 2023 | 4 | 0 | CONFIDENTIAL | CONFIDENTIAL | review |  | CONFIDENTIAL | CONFIDENTIAL | transfer_purchase | 1 | unknown | unknown_2023_4 | 0% | 1 | CONFIDENTIAL | CONFIDENTIAL | ok | special | 0 | 0 | transfer_purchase__CONFIDENTIAL | 0 | 0 | 1 | 1 | 1 | 0 | 1 | 0 | 0 | 1
PCEA | transfer_purchase |  | 2023 | 5 | 0 | CONFIDENTIAL | CONFIDENTIAL | review |  | CONFIDENTIAL | CONFIDENTIAL | transfer_purchase | 1 | unknown | unknown_2023_5 | 0% | 1 | CONFIDENTIAL | CONFIDENTIAL | ok | special | 0 | 0 | transfer_purchase__CONFIDENTIAL | 0 | 0 | 1 | 1 | 1 | 0 | 1 | 0 | 0 | 1
PCEA | transfer_purchase |  | 2023 | 6 | 0 | CONFIDENTIAL | CONFIDENTIAL | review |  | CONFIDENTIAL | CONFIDENTIAL | transfer_purchase | 1 | unknown | unknown_2023_6 | 0% | 1 | CONFIDENTIAL | CONFIDENTIAL | ok | special | 0 | 0 | transfer_purchase__CONFIDENTIAL | 0 | 0 | 1 | 1 | 1 | 0 | 1 | 0 | 0 | 1
PCEA | transfer_purchase |  | 2023 | 7 | 0 | CONFIDENTIAL | CONFIDENTIAL | review |  | CONFIDENTIAL | CONFIDENTIAL | transfer_purchase | 1 | unknown | unknown_2023_7 | 0% | 1 | CONFIDENTIAL | CONFIDENTIAL | ok | special | 0 | 0 | transfer_purchase__CONFIDENTIAL | 0 | 0 | 1 | 1 | 1 | 0 | 1 | 0 | 0 | 1
PCEA | transfer_purchase |  | 2023 | 8 | 0 | CONFIDENTIAL | CONFIDENTIAL | review |  | CONFIDENTIAL | CONFIDENTIAL | transfer_purchase | 1 | unknown | unknown_2023_8 | 0% | 1 | CONFIDENTIAL | CONFIDENTIAL | ok | special | 0 | 0 | transfer_purchase__CONFIDENTIAL | 0 | 0 | 1 | 1 | 1 | 0 | 1 | 0 | 0 | 1
PCEA | transfer_purchase |  | 2023 | 9 | 0 | CONFIDENTIAL | CONFIDENTIAL | review |  | CONFIDENTIAL | CONFIDENTIAL | transfer_purchase | 1 | unknown | unknown_2023_9 | 0% | 1 | CONFIDENTIAL | CONFIDENTIAL | ok | special | 0 | 0 | transfer_purchase__CONFIDENTIAL | 0 | 0 | 1 | 1 | 1 | 0 | 1 | 0 | 0 | 1
PCEA | transfer_purchase |  | 2023 | 10 | 0 | CONFIDENTIAL | CONFIDENTIAL | review |  | CONFIDENTIAL | CONFIDENTIAL | transfer_purchase | 1 | unknown | unknown_2023_10 | 0% | 1 | CONFIDENTIAL | CONFIDENTIAL | ok | special | 0 | 0 | transfer_purchase__CONFIDENTIAL | 0 | 0 | 1 | 1 | 1 | 0 | 1 | 0 | 0 | 1
PCEA | transfer_purchase |  | 2023 | 11 | 0 | CONFIDENTIAL | CONFIDENTIAL | review |  | CONFIDENTIAL | CONFIDENTIAL | transfer_purchase | 1 | unknown | unknown_2023_11 | 0% | 1 | CONFIDENTIAL | CONFIDENTIAL | ok | special | 0 | 0 | transfer_purchase__CONFIDENTIAL | 0 | 0 | 1 | 1 | 1 | 0 | 1 | 0 | 0 | 1
PCEA | transfer_purchase |  | 2023 | 12 | 0 | CONFIDENTIAL | CONFIDENTIAL | review |  | CONFIDENTIAL | CONFIDENTIAL | transfer_purchase | 1 | unknown | unknown_2023_12 | 0% | 1 | CONFIDENTIAL | CONFIDENTIAL | ok | special | 0 | 0 | transfer_purchase__CONFIDENTIAL | 0 | 0 | 1 | 1 | 1 | 0 | 1 | 0 | 0 | 1
PCEA | transfer_purchase | NA | 2021 | 1 | 0 | CONFIDENTIAL | CONFIDENTIAL | planned_existing |  | CONFIDENTIAL | CONFIDENTIAL | transfer_purchase | 1 | unknown | unknown_2021_1 | 0% | 1 | CONFIDENTIAL | CONFIDENTIAL | ok | special | 0 | 0 | transfer_purchase_NA_CONFIDENTIAL | 0 | 0 | 1 | 1 | 1 | 0 | 1 | 0 | 0 | 1
PCEA | transfer_purchase | NA | 2021 | 2 | 0 | CONFIDENTIAL | CONFIDENTIAL | planned_existing |  | CONFIDENTIAL | CONFIDENTIAL | transfer_purchase | 1 | unknown | unknown_2021_2 | 0% | 1 | CONFIDENTIAL | CONFIDENTIAL | ok | special | 0 | 0 | transfer_purchase_NA_CONFIDENTIAL | 0 | 0 | 1 | 1 | 1 | 0 | 1 | 0 | 0 | 1
PCEA | transfer_purchase | NA | 2021 | 3 | 0 | CONFIDENTIAL | CONFIDENTIAL | planned_existing |  | CONFIDENTIAL | CONFIDENTIAL | transfer_purchase | 1 | unknown | unknown_2021_3 | 0% | 1 | CONFIDENTIAL | CONFIDENTIAL | ok | special | 0 | 0 | transfer_purchase_NA_CONFIDENTIAL | 0 | 0 | 1 | 1 | 1 | 0 | 1 | 0 | 0 | 1
PCEA | transfer_purchase | NA | 2021 | 4 | 0 | CONFIDENTIAL | CONFIDENTIAL | planned_existing |  | CONFIDENTIAL | CONFIDENTIAL | transfer_purchase | 1 | unknown | unknown_2021_4 | 0% | 1 | CONFIDENTIAL | CONFIDENTIAL | ok | special | 0 | 0 | transfer_purchase_NA_CONFIDENTIAL | 0 | 0 | 1 | 1 | 1 | 0 | 1 | 0 | 0 | 1
PCEA | transfer_purchase | NA | 2021 | 5 | 0 | CONFIDENTIAL | CONFIDENTIAL | planned_existing |  | CONFIDENTIAL | CONFIDENTIAL | transfer_purchase | 1 | unknown | unknown_2021_5 | 0% | 1 | CONFIDENTIAL | CONFIDENTIAL | ok | special | 0 | 0 | transfer_purchase_NA_CONFIDENTIAL | 0 | 0 | 1 | 1 | 1 | 0 | 1 | 0 | 0 | 1
PCEA | transfer_purchase | NA | 2021 | 6 | 0 | CONFIDENTIAL | CONFIDENTIAL | planned_existing |  | CONFIDENTIAL | CONFIDENTIAL | transfer_purchase | 1 | unknown | unknown_2021_6 | 0% | 1 | CONFIDENTIAL | CONFIDENTIAL | ok | special | 0 | 0 | transfer_purchase_NA_CONFIDENTIAL | 0 | 0 | 1 | 1 | 1 | 0 | 1 | 0 | 0 | 1
PCEA | transfer_purchase | NA | 2021 | 7 | 0 | CONFIDENTIAL | CONFIDENTIAL | planned_existing |  | CONFIDENTIAL | CONFIDENTIAL | transfer_purchase | 1 | unknown | unknown_2021_7 | 0% | 1 | CONFIDENTIAL | CONFIDENTIAL | ok | special | 0 | 0 | transfer_purchase_NA_CONFIDENTIAL | 0 | 0 | 1 | 1 | 1 | 0 | 1 | 0 | 0 | 1
PCEA | transfer_purchase | NA | 2021 | 8 | 0 | CONFIDENTIAL | CONFIDENTIAL | planned_existing |  | CONFIDENTIAL | CONFIDENTIAL | transfer_purchase | 1 | unknown | unknown_2021_8 | 0% | 1 | CONFIDENTIAL | CONFIDENTIAL | ok | special | 0 | 0 | transfer_purchase_NA_CONFIDENTIAL | 0 | 0 | 1 | 1 | 1 | 0 | 1 | 0 | 0 | 1
PCEA | transfer_purchase | NA | 2021 | 9 | 0 | CONFIDENTIAL | CONFIDENTIAL | planned_existing |  | CONFIDENTIAL | CONFIDENTIAL | transfer_purchase | 1 | unknown | unknown_2021_9 | 0% | 1 | CONFIDENTIAL | CONFIDENTIAL | ok | special | 0 | 0 | transfer_purchase_NA_CONFIDENTIAL | 0 | 0 | 1 | 1 | 1 | 0 | 1 | 0 | 0 | 1
PCEA | transfer_purchase | NA | 2021 | 10 | 0 | CONFIDENTIAL | CONFIDENTIAL | planned_existing |  | CONFIDENTIAL | CONFIDENTIAL | transfer_purchase | 1 | unknown | unknown_2021_10 | 0% | 1 | CONFIDENTIAL | CONFIDENTIAL | ok | special | 0 | 0 | transfer_purchase_NA_CONFIDENTIAL | 0 | 0 | 1 | 1 | 1 | 0 | 1 | 0 | 0 | 1
PCEA | transfer_purchase | NA | 2021 | 11 | 0 | CONFIDENTIAL | CONFIDENTIAL | planned_existing |  | CONFIDENTIAL | CONFIDENTIAL | transfer_purchase | 1 | unknown | unknown_2021_11 | 0% | 1 | CONFIDENTIAL | CONFIDENTIAL | ok | special | 0 | 0 | transfer_purchase_NA_CONFIDENTIAL | 0 | 0 | 1 | 1 | 1 | 0 | 1 | 0 | 0 | 1
PCEA | transfer_purchase | NA | 2021 | 12 | 0 | CONFIDENTIAL | CONFIDENTIAL | planned_existing |  | CONFIDENTIAL | CONFIDENTIAL | transfer_purchase | 1 | unknown | unknown_2021_12 | 0% | 1 | CONFIDENTIAL | CONFIDENTIAL | ok | special | 0 | 0 | transfer_purchase_NA_CONFIDENTIAL | 0 | 0 | 1 | 1 | 1 | 0 | 1 | 0 | 0 | 1
PCEA | transfer_purchase | NA | 2022 | 1 | 0 | CONFIDENTIAL | CONFIDENTIAL | planned_existing |  | CONFIDENTIAL | CONFIDENTIAL | transfer_purchase | 1 | unknown | unknown_2022_1 | 0% | 1 | CONFIDENTIAL | CONFIDENTIAL | ok | special | 0 | 0 | transfer_purchase_NA_CONFIDENTIAL | 0 | 0 | 1 | 1 | 1 | 0 | 1 | 0 | 0 | 1
PCEA | transfer_purchase | NA | 2022 | 2 | 0 | CONFIDENTIAL | CONFIDENTIAL | planned_existing |  | CONFIDENTIAL | CONFIDENTIAL | transfer_purchase | 1 | unknown | unknown_2022_2 | 0% | 1 | CONFIDENTIAL | CONFIDENTIAL | ok | special | 0 | 0 | transfer_purchase_NA_CONFIDENTIAL | 0 | 0 | 1 | 1 | 1 | 0 | 1 | 0 | 0 | 1
PCEA | transfer_purchase | NA | 2022 | 3 | 0 | CONFIDENTIAL | CONFIDENTIAL | planned_existing |  | CONFIDENTIAL | CONFIDENTIAL | transfer_purchase | 1 | unknown | unknown_2022_3 | 0% | 1 | CONFIDENTIAL | CONFIDENTIAL | ok | special | 0 | 0 | transfer_purchase_NA_CONFIDENTIAL | 0 | 0 | 1 | 1 | 1 | 0 | 1 | 0 | 0 | 1
PCEA | transfer_purchase | NA | 2022 | 4 | 0 | CONFIDENTIAL | CONFIDENTIAL | planned_existing |  | CONFIDENTIAL | CONFIDENTIAL | transfer_purchase | 1 | unknown | unknown_2022_4 | 0% | 1 | CONFIDENTIAL | CONFIDENTIAL | ok | special | 0 | 0 | transfer_purchase_NA_CONFIDENTIAL | 0 | 0 | 1 | 1 | 1 | 0 | 1 | 0 | 0 | 1
PCEA | transfer_purchase | NA | 2022 | 5 | 0 | CONFIDENTIAL | CONFIDENTIAL | planned_existing |  | CONFIDENTIAL | CONFIDENTIAL | transfer_purchase | 1 | unknown | unknown_2022_5 | 0% | 1 | CONFIDENTIAL | CONFIDENTIAL | ok | special | 0 | 0 | transfer_purchase_NA_CONFIDENTIAL | 0 | 0 | 1 | 1 | 1 | 0 | 1 | 0 | 0 | 1
PCEA | transfer_purchase | NA | 2022 | 6 | 0 | CONFIDENTIAL | CONFIDENTIAL | planned_existing |  | CONFIDENTIAL | CONFIDENTIAL | transfer_purchase | 1 | unknown | unknown_2022_6 | 0% | 1 | CONFIDENTIAL | CONFIDENTIAL | ok | special | 0 | 0 | transfer_purchase_NA_CONFIDENTIAL | 0 | 0 | 1 | 1 | 1 | 0 | 1 | 0 | 0 | 1
PCEA | transfer_purchase | NA | 2022 | 7 | 0 | CONFIDENTIAL | CONFIDENTIAL | planned_existing |  | CONFIDENTIAL | CONFIDENTIAL | transfer_purchase | 1 | unknown | unknown_2022_7 | 0% | 1 | CONFIDENTIAL | CONFIDENTIAL | ok | special | 0 | 0 | transfer_purchase_NA_CONFIDENTIAL | 0 | 0 | 1 | 1 | 1 | 0 | 1 | 0 | 0 | 1
PCEA | transfer_purchase | NA | 2022 | 8 | 0 | CONFIDENTIAL | CONFIDENTIAL | planned_existing |  | CONFIDENTIAL | CONFIDENTIAL | transfer_purchase | 1 | unknown | unknown_2022_8 | 0% | 1 | CONFIDENTIAL | CONFIDENTIAL | ok | special | 0 | 0 | transfer_purchase_NA_CONFIDENTIAL | 0 | 0 | 1 | 1 | 1 | 0 | 1 | 0 | 0 | 1
PCEA | transfer_purchase | NA | 2022 | 9 | 0 | CONFIDENTIAL | CONFIDENTIAL | planned_existing |  | CONFIDENTIAL | CONFIDENTIAL | transfer_purchase | 1 | unknown | unknown_2022_9 | 0% | 1 | CONFIDENTIAL | CONFIDENTIAL | ok | special | 0 | 0 | transfer_purchase_NA_CONFIDENTIAL | 0 | 0 | 1 | 1 | 1 | 0 | 1 | 0 | 0 | 1
PCEA | transfer_purchase | NA | 2022 | 10 | 0 | CONFIDENTIAL | CONFIDENTIAL | planned_existing |  | CONFIDENTIAL | CONFIDENTIAL | transfer_purchase | 1 | unknown | unknown_2022_10 | 0% | 1 | CONFIDENTIAL | CONFIDENTIAL | ok | special | 0 | 0 | transfer_purchase_NA_CONFIDENTIAL | 0 | 0 | 1 | 1 | 1 | 0 | 1 | 0 | 0 | 1
PCEA | transfer_purchase | NA | 2022 | 11 | 0 | CONFIDENTIAL | CONFIDENTIAL | planned_existing |  | CONFIDENTIAL | CONFIDENTIAL | transfer_purchase | 1 | unknown | unknown_2022_11 | 0% | 1 | CONFIDENTIAL | CONFIDENTIAL | ok | special | 0 | 0 | transfer_purchase_NA_CONFIDENTIAL | 0 | 0 | 1 | 1 | 1 | 0 | 1 | 0 | 0 | 1
PCEA | transfer_purchase | NA | 2022 | 12 | 0 | CONFIDENTIAL | CONFIDENTIAL | planned_existing |  | CONFIDENTIAL | CONFIDENTIAL | transfer_purchase | 1 | unknown | unknown_2022_12 | 0% | 1 | CONFIDENTIAL | CONFIDENTIAL | ok | special | 0 | 0 | transfer_purchase_NA_CONFIDENTIAL | 0 | 0 | 1 | 1 | 1 | 0 | 1 | 0 | 0 | 1
PCEA | transfer_purchase | NA | 2023 | 1 | 0 | CONFIDENTIAL | CONFIDENTIAL | planned_existing |  | CONFIDENTIAL | CONFIDENTIAL | transfer_purchase | 1 | unknown | unknown_2023_1 | 0% | 1 | CONFIDENTIAL | CONFIDENTIAL | ok | special | 0 | 0 | transfer_purchase_NA_CONFIDENTIAL | 0 | 0 | 1 | 1 | 1 | 0 | 1 | 0 | 0 | 1
PCEA | transfer_purchase | NA | 2023 | 2 | 0 | CONFIDENTIAL | CONFIDENTIAL | planned_existing |  | CONFIDENTIAL | CONFIDENTIAL | transfer_purchase | 1 | unknown | unknown_2023_2 | 0% | 1 | CONFIDENTIAL | CONFIDENTIAL | ok | special | 0 | 0 | transfer_purchase_NA_CONFIDENTIAL | 0 | 0 | 1 | 1 | 1 | 0 | 1 | 0 | 0 | 1
PCEA | transfer_purchase | NA | 2023 | 3 | 0 | CONFIDENTIAL | CONFIDENTIAL | planned_existing |  | CONFIDENTIAL | CONFIDENTIAL | transfer_purchase | 1 | unknown | unknown_2023_3 | 0% | 1 | CONFIDENTIAL | CONFIDENTIAL | ok | special | 0 | 0 | transfer_purchase_NA_CONFIDENTIAL | 0 | 0 | 1 | 1 | 1 | 0 | 1 | 0 | 0 | 1
PCEA | transfer_purchase | NA | 2023 | 4 | 0 | CONFIDENTIAL | CONFIDENTIAL | planned_existing |  | CONFIDENTIAL | CONFIDENTIAL | transfer_purchase | 1 | unknown | unknown_2023_4 | 0% | 1 | CONFIDENTIAL | CONFIDENTIAL | ok | special | 0 | 0 | transfer_purchase_NA_CONFIDENTIAL | 0 | 0 | 1 | 1 | 1 | 0 | 1 | 0 | 0 | 1
PCEA | transfer_purchase | NA | 2023 | 5 | 0 | CONFIDENTIAL | CONFIDENTIAL | planned_existing |  | CONFIDENTIAL | CONFIDENTIAL | transfer_purchase | 1 | unknown | unknown_2023_5 | 0% | 1 | CONFIDENTIAL | CONFIDENTIAL | ok | special | 0 | 0 | transfer_purchase_NA_CONFIDENTIAL | 0 | 0 | 1 | 1 | 1 | 0 | 1 | 0 | 0 | 1
PCEA | transfer_purchase | NA | 2023 | 6 | 0 | CONFIDENTIAL | CONFIDENTIAL | planned_existing |  | CONFIDENTIAL | CONFIDENTIAL | transfer_purchase | 1 | unknown | unknown_2023_6 | 0% | 1 | CONFIDENTIAL | CONFIDENTIAL | ok | special | 0 | 0 | transfer_purchase_NA_CONFIDENTIAL | 0 | 0 | 1 | 1 | 1 | 0 | 1 | 0 | 0 | 1
PCEA | transfer_purchase | NA | 2023 | 7 | 0 | CONFIDENTIAL | CONFIDENTIAL | planned_existing |  | CONFIDENTIAL | CONFIDENTIAL | transfer_purchase | 1 | unknown | unknown_2023_7 | 0% | 1 | CONFIDENTIAL | CONFIDENTIAL | ok | special | 0 | 0 | transfer_purchase_NA_CONFIDENTIAL | 0 | 0 | 1 | 1 | 1 | 0 | 1 | 0 | 0 | 1
PCEA | transfer_purchase | NA | 2023 | 8 | 0 | CONFIDENTIAL | CONFIDENTIAL | planned_existing |  | CONFIDENTIAL | CONFIDENTIAL | transfer_purchase | 1 | unknown | unknown_2023_8 | 0% | 1 | CONFIDENTIAL | CONFIDENTIAL | ok | special | 0 | 0 | transfer_purchase_NA_CONFIDENTIAL | 0 | 0 | 1 | 1 | 1 | 0 | 1 | 0 | 0 | 1
PCEA | transfer_purchase | NA | 2023 | 9 | 0 | CONFIDENTIAL | CONFIDENTIAL | planned_existing |  | CONFIDENTIAL | CONFIDENTIAL | transfer_purchase | 1 | unknown | unknown_2023_9 | 0% | 1 | CONFIDENTIAL | CONFIDENTIAL | ok | special | 0 | 0 | transfer_purchase_NA_CONFIDENTIAL | 0 | 0 | 1 | 1 | 1 | 0 | 1 | 0 | 0 | 1
PCEA | transfer_purchase | NA | 2023 | 10 | 0 | CONFIDENTIAL | CONFIDENTIAL | planned_existing |  | CONFIDENTIAL | CONFIDENTIAL | transfer_purchase | 1 | unknown | unknown_2023_10 | 0% | 1 | CONFIDENTIAL | CONFIDENTIAL | ok | special | 0 | 0 | transfer_purchase_NA_CONFIDENTIAL | 0 | 0 | 1 | 1 | 1 | 0 | 1 | 0 | 0 | 1
PCEA | transfer_purchase | NA | 2023 | 11 | 0 | CONFIDENTIAL | CONFIDENTIAL | planned_existing |  | CONFIDENTIAL | CONFIDENTIAL | transfer_purchase | 1 | unknown | unknown_2023_11 | 0% | 1 | CONFIDENTIAL | CONFIDENTIAL | ok | special | 0 | 0 | transfer_purchase_NA_CONFIDENTIAL | 0 | 0 | 1 | 1 | 1 | 0 | 1 | 0 | 0 | 1
PCEA | transfer_purchase | NA | 2023 | 12 | 0 | CONFIDENTIAL | CONFIDENTIAL | planned_existing |  | CONFIDENTIAL | CONFIDENTIAL | transfer_purchase | 1 | unknown | unknown_2023_12 | 0% | 1 | CONFIDENTIAL | CONFIDENTIAL | ok | special | 0 | 0 | transfer_purchase_NA_CONFIDENTIAL | 0 | 0 | 1 | 1 | 1 | 0 | 1 | 0 | 0 | 1
PCEA | transfer_purchase | NA | 2024 | 1 | 0 | CONFIDENTIAL | CONFIDENTIAL | planned_existing |  | CONFIDENTIAL | CONFIDENTIAL | transfer_purchase | 1 | unknown | unknown_2024_1 | 0% | 1 | CONFIDENTIAL | CONFIDENTIAL | ok | special | 0 | 0 | transfer_purchase_NA_CONFIDENTIAL | 0 | 0 | 1 | 1 | 1 | 0 | 1 | 0 | 0 | 1
PCEA | transfer_purchase | NA | 2024 | 2 | 0 | CONFIDENTIAL | CONFIDENTIAL | planned_existing |  | CONFIDENTIAL | CONFIDENTIAL | transfer_purchase | 1 | unknown | unknown_2024_2 | 0% | 1 | CONFIDENTIAL | CONFIDENTIAL | ok | special | 0 | 0 | transfer_purchase_NA_CONFIDENTIAL | 0 | 0 | 1 | 1 | 1 | 0 | 1 | 0 | 0 | 1
PCEA | transfer_purchase | NA | 2024 | 3 | 0 | CONFIDENTIAL | CONFIDENTIAL | planned_existing |  | CONFIDENTIAL | CONFIDENTIAL | transfer_purchase | 1 | unknown | unknown_2024_3 | 0% | 1 | CONFIDENTIAL | CONFIDENTIAL | ok | special | 0 | 0 | transfer_purchase_NA_CONFIDENTIAL | 0 | 0 | 1 | 1 | 1 | 0 | 1 | 0 | 0 | 1
PCEA | transfer_purchase | NA | 2024 | 4 | 0 | CONFIDENTIAL | CONFIDENTIAL | planned_existing |  | CONFIDENTIAL | CONFIDENTIAL | transfer_purchase | 1 | unknown | unknown_2024_4 | 0% | 1 | CONFIDENTIAL | CONFIDENTIAL | ok | special | 0 | 0 | transfer_purchase_NA_CONFIDENTIAL | 0 | 0 | 1 | 1 | 1 | 0 | 1 | 0 | 0 | 1
PCEA | transfer_purchase | NA | 2024 | 5 | 0 | CONFIDENTIAL | CONFIDENTIAL | planned_existing |  | CONFIDENTIAL | CONFIDENTIAL | transfer_purchase | 1 | unknown | unknown_2024_5 | 0% | 1 | CONFIDENTIAL | CONFIDENTIAL | ok | special | 0 | 0 | transfer_purchase_NA_CONFIDENTIAL | 0 | 0 | 1 | 1 | 1 | 0 | 1 | 0 | 0 | 1
PCEA | transfer_purchase | NA | 2024 | 6 | 0 | CONFIDENTIAL | CONFIDENTIAL | planned_existing |  | CONFIDENTIAL | CONFIDENTIAL | transfer_purchase | 1 | unknown | unknown_2024_6 | 0% | 1 | CONFIDENTIAL | CONFIDENTIAL | ok | special | 0 | 0 | transfer_purchase_NA_CONFIDENTIAL | 0 | 0 | 1 | 1 | 1 | 0 | 1 | 0 | 0 | 1
PCEA | transfer_purchase | NA | 2024 | 7 | 0 | CONFIDENTIAL | CONFIDENTIAL | planned_existing |  | CONFIDENTIAL | CONFIDENTIAL | transfer_purchase | 1 | unknown | unknown_2024_7 | 0% | 1 | CONFIDENTIAL | CONFIDENTIAL | ok | special | 0 | 0 | transfer_purchase_NA_CONFIDENTIAL | 0 | 0 | 1 | 1 | 1 | 0 | 1 | 0 | 0 | 1
PCEA | transfer_purchase | NA | 2024 | 8 | 0 | CONFIDENTIAL | CONFIDENTIAL | planned_existing |  | CONFIDENTIAL | CONFIDENTIAL | transfer_purchase | 1 | unknown | unknown_2024_8 | 0% | 1 | CONFIDENTIAL | CONFIDENTIAL | ok | special | 0 | 0 | transfer_purchase_NA_CONFIDENTIAL | 0 | 0 | 1 | 1 | 1 | 0 | 1 | 0 | 0 | 1
PCEA | transfer_purchase | NA | 2024 | 9 | 0 | CONFIDENTIAL | CONFIDENTIAL | planned_existing |  | CONFIDENTIAL | CONFIDENTIAL | transfer_purchase | 1 | unknown | unknown_2024_9 | 0% | 1 | CONFIDENTIAL | CONFIDENTIAL | ok | special | 0 | 0 | transfer_purchase_NA_CONFIDENTIAL | 0 | 0 | 1 | 1 | 1 | 0 | 1 | 0 | 0 | 1
PCEA | transfer_purchase | NA | 2024 | 10 | 0 | CONFIDENTIAL | CONFIDENTIAL | planned_existing |  | CONFIDENTIAL | CONFIDENTIAL | transfer_purchase | 1 | unknown | unknown_2024_10 | 0% | 1 | CONFIDENTIAL | CONFIDENTIAL | ok | special | 0 | 0 | transfer_purchase_NA_CONFIDENTIAL | 0 | 0 | 1 | 1 | 1 | 0 | 1 | 0 | 0 | 1
PCEA | transfer_purchase | NA | 2024 | 11 | 0 | CONFIDENTIAL | CONFIDENTIAL | planned_existing |  | CONFIDENTIAL | CONFIDENTIAL | transfer_purchase | 1 | unknown | unknown_2024_11 | 0% | 1 | CONFIDENTIAL | CONFIDENTIAL | ok | special | 0 | 0 | transfer_purchase_NA_CONFIDENTIAL | 0 | 0 | 1 | 1 | 1 | 0 | 1 | 0 | 0 | 1
PCEA | transfer_purchase | NA | 2024 | 12 | 0 | CONFIDENTIAL | CONFIDENTIAL | planned_existing |  | CONFIDENTIAL | CONFIDENTIAL | transfer_purchase | 1 | unknown | unknown_2024_12 | 0% | 1 | CONFIDENTIAL | CONFIDENTIAL | ok | special | 0 | 0 | transfer_purchase_NA_CONFIDENTIAL | 0 | 0 | 1 | 1 | 1 | 0 | 1 | 0 | 0 | 1
PCEA | transfer_purchase | NA | 2025 | 1 | 0 | CONFIDENTIAL | CONFIDENTIAL | planned_existing |  | CONFIDENTIAL | CONFIDENTIAL | transfer_purchase | 1 | unknown | unknown_2025_1 | 0% | 1 | CONFIDENTIAL | CONFIDENTIAL | ok | special | 0 | 0 | transfer_purchase_NA_CONFIDENTIAL | 0 | 0 | 1 | 1 | 1 | 0 | 1 | 0 | 0 | 1
PCEA | transfer_purchase | NA | 2025 | 2 | 0 | CONFIDENTIAL | CONFIDENTIAL | planned_existing |  | CONFIDENTIAL | CONFIDENTIAL | transfer_purchase | 1 | unknown | unknown_2025_2 | 0% | 1 | CONFIDENTIAL | CONFIDENTIAL | ok | special | 0 | 0 | transfer_purchase_NA_CONFIDENTIAL | 0 | 0 | 1 | 1 | 1 | 0 | 1 | 0 | 0 | 1
PCEA | transfer_purchase | NA | 2025 | 3 | 0 | CONFIDENTIAL | CONFIDENTIAL | planned_existing |  | CONFIDENTIAL | CONFIDENTIAL | transfer_purchase | 1 | unknown | unknown_2025_3 | 0% | 1 | CONFIDENTIAL | CONFIDENTIAL | ok | special | 0 | 0 | transfer_purchase_NA_CONFIDENTIAL | 0 | 0 | 1 | 1 | 1 | 0 | 1 | 0 | 0 | 1
PCEA | transfer_purchase | NA | 2025 | 4 | 0 | CONFIDENTIAL | CONFIDENTIAL | planned_existing |  | CONFIDENTIAL | CONFIDENTIAL | transfer_purchase | 1 | unknown | unknown_2025_4 | 0% | 1 | CONFIDENTIAL | CONFIDENTIAL | ok | special | 0 | 0 | transfer_purchase_NA_CONFIDENTIAL | 0 | 0 | 1 | 1 | 1 | 0 | 1 | 0 | 0 | 1
PCEA | transfer_purchase | NA | 2025 | 5 | 0 | CONFIDENTIAL | CONFIDENTIAL | planned_existing |  | CONFIDENTIAL | CONFIDENTIAL | transfer_purchase | 1 | unknown | unknown_2025_5 | 0% | 1 | CONFIDENTIAL | CONFIDENTIAL | ok | special | 0 | 0 | transfer_purchase_NA_CONFIDENTIAL | 0 | 0 | 1 | 1 | 1 | 0 | 1 | 0 | 0 | 1
PCEA | transfer_purchase | NA | 2025 | 6 | 0 | CONFIDENTIAL | CONFIDENTIAL | planned_existing |  | CONFIDENTIAL | CONFIDENTIAL | transfer_purchase | 1 | unknown | unknown_2025_6 | 0% | 1 | CONFIDENTIAL | CONFIDENTIAL | ok | special | 0 | 0 | transfer_purchase_NA_CONFIDENTIAL | 0 | 0 | 1 | 1 | 1 | 0 | 1 | 0 | 0 | 1
PCEA | transfer_purchase | NA | 2025 | 7 | 0 | CONFIDENTIAL | CONFIDENTIAL | planned_existing |  | CONFIDENTIAL | CONFIDENTIAL | transfer_purchase | 1 | unknown | unknown_2025_7 | 0% | 1 | CONFIDENTIAL | CONFIDENTIAL | ok | special | 0 | 0 | transfer_purchase_NA_CONFIDENTIAL | 0 | 0 | 1 | 1 | 1 | 0 | 1 | 0 | 0 | 1
PCEA | transfer_purchase | NA | 2025 | 8 | 0 | CONFIDENTIAL | CONFIDENTIAL | planned_existing |  | CONFIDENTIAL | CONFIDENTIAL | transfer_purchase | 1 | unknown | unknown_2025_8 | 0% | 1 | CONFIDENTIAL | CONFIDENTIAL | ok | special | 0 | 0 | transfer_purchase_NA_CONFIDENTIAL | 0 | 0 | 1 | 1 | 1 | 0 | 1 | 0 | 0 | 1
PCEA | transfer_purchase | NA | 2025 | 9 | 0 | CONFIDENTIAL | CONFIDENTIAL | planned_existing |  | CONFIDENTIAL | CONFIDENTIAL | transfer_purchase | 1 | unknown | unknown_2025_9 | 0% | 1 | CONFIDENTIAL | CONFIDENTIAL | ok | special | 0 | 0 | transfer_purchase_NA_CONFIDENTIAL | 0 | 0 | 1 | 1 | 1 | 0 | 1 | 0 | 1 | 1
PCEA | transfer_purchase | NA | 2025 | 10 | 0 | CONFIDENTIAL | CONFIDENTIAL | planned_existing |  | CONFIDENTIAL | CONFIDENTIAL | transfer_purchase | 1 | unknown | unknown_2025_10 | 0% | 1 | CONFIDENTIAL | CONFIDENTIAL | ok | special | 0 | 0 | transfer_purchase_NA_CONFIDENTIAL | 0 | 0 | 1 | 1 | 1 | 0 | 1 | 0 | 1 | 1
PCEA | transfer_purchase | NA | 2025 | 11 | 0 | CONFIDENTIAL | CONFIDENTIAL | planned_existing |  | CONFIDENTIAL | CONFIDENTIAL | transfer_purchase | 1 | unknown | unknown_2025_11 | 0% | 1 | CONFIDENTIAL | CONFIDENTIAL | ok | special | 0 | 0 | transfer_purchase_NA_CONFIDENTIAL | 0 | 0 | 1 | 1 | 1 | 0 | 1 | 0 | 1 | 1
PCEA | transfer_purchase | NA | 2025 | 12 | 0 | CONFIDENTIAL | CONFIDENTIAL | planned_existing |  | CONFIDENTIAL | CONFIDENTIAL | transfer_purchase | 1 | unknown | unknown_2025_12 | 0% | 1 | CONFIDENTIAL | CONFIDENTIAL | ok | special | 0 | 0 | transfer_purchase_NA_CONFIDENTIAL | 0 | 0 | 1 | 1 | 1 | 0 | 1 | 0 | 1 | 1
PCEA | transfer_purchase | NA | 2026 | 1 | 0 | CONFIDENTIAL | CONFIDENTIAL | planned_existing |  | CONFIDENTIAL | CONFIDENTIAL | transfer_purchase | 1 | unknown | unknown_2026_1 | 0% | 1 | CONFIDENTIAL | CONFIDENTIAL | ok | special | 0 | 0 | transfer_purchase_NA_CONFIDENTIAL | 0 | 0 | 1 | 1 | 1 | 0 | 1 | 0 | 1 | 1
PCEA | transfer_purchase | NA | 2026 | 2 | 0 | CONFIDENTIAL | CONFIDENTIAL | planned_existing |  | CONFIDENTIAL | CONFIDENTIAL | transfer_purchase | 1 | unknown | unknown_2026_2 | 0% | 1 | CONFIDENTIAL | CONFIDENTIAL | ok | special | 0 | 0 | transfer_purchase_NA_CONFIDENTIAL | 0 | 0 | 1 | 1 | 1 | 0 | 1 | 0 | 1 | 1
PCEA | transfer_purchase | NA | 2026 | 3 | 0 | CONFIDENTIAL | CONFIDENTIAL | planned_existing |  | CONFIDENTIAL | CONFIDENTIAL | transfer_purchase | 1 | unknown | unknown_2026_3 | 0% | 1 | CONFIDENTIAL | CONFIDENTIAL | ok | special | 0 | 0 | transfer_purchase_NA_CONFIDENTIAL | 0 | 0 | 1 | 1 | 1 | 0 | 1 | 0 | 1 | 1
PCEA | transfer_purchase | NA | 2026 | 4 | 0 | CONFIDENTIAL | CONFIDENTIAL | planned_existing |  | CONFIDENTIAL | CONFIDENTIAL | transfer_purchase | 1 | unknown | unknown_2026_4 | 0% | 1 | CONFIDENTIAL | CONFIDENTIAL | ok | special | 0 | 0 | transfer_purchase_NA_CONFIDENTIAL | 0 | 0 | 1 | 1 | 1 | 0 | 1 | 0 | 1 | 1
PCEA | transfer_purchase | NA | 2026 | 5 | 0 | CONFIDENTIAL | CONFIDENTIAL | planned_existing |  | CONFIDENTIAL | CONFIDENTIAL | transfer_purchase | 1 | unknown | unknown_2026_5 | 0% | 1 | CONFIDENTIAL | CONFIDENTIAL | ok | special | 0 | 0 | transfer_purchase_NA_CONFIDENTIAL | 0 | 0 | 1 | 1 | 1 | 0 | 1 | 0 | 1 | 1
PCEA | transfer_purchase | NA | 2026 | 6 | 0 | CONFIDENTIAL | CONFIDENTIAL | planned_existing |  | CONFIDENTIAL | CONFIDENTIAL | transfer_purchase | 1 | unknown | unknown_2026_6 | 0% | 1 | CONFIDENTIAL | CONFIDENTIAL | ok | special | 0 | 0 | transfer_purchase_NA_CONFIDENTIAL | 0 | 0 | 1 | 1 | 1 | 0 | 1 | 0 | 1 | 1
PCEA | transfer_purchase | NA | 2026 | 7 | 0 | CONFIDENTIAL | CONFIDENTIAL | planned_existing |  | CONFIDENTIAL | CONFIDENTIAL | transfer_purchase | 1 | unknown | unknown_2026_7 | 0% | 1 | CONFIDENTIAL | CONFIDENTIAL | ok | special | 0 | 0 | transfer_purchase_NA_CONFIDENTIAL | 0 | 0 | 1 | 1 | 1 | 0 | 1 | 0 | 1 | 1
PCEA | transfer_purchase | NA | 2026 | 8 | 0 | CONFIDENTIAL | CONFIDENTIAL | planned_existing |  | CONFIDENTIAL | CONFIDENTIAL | transfer_purchase | 1 | unknown | unknown_2026_8 | 0% | 1 | CONFIDENTIAL | CONFIDENTIAL | ok | special | 0 | 0 | transfer_purchase_NA_CONFIDENTIAL | 0 | 0 | 1 | 1 | 1 | 0 | 1 | 0 | 1 | 1
PCEA | transfer_purchase | NA | 2026 | 9 | 0 | CONFIDENTIAL | CONFIDENTIAL | planned_existing |  | CONFIDENTIAL | CONFIDENTIAL | transfer_purchase | 1 | unknown | unknown_2026_9 | 0% | 1 | CONFIDENTIAL | CONFIDENTIAL | ok | special | 0 | 0 | transfer_purchase_NA_CONFIDENTIAL | 0 | 0 | 1 | 1 | 1 | 0 | 1 | 0 | 1 | 1
PCEA | transfer_purchase | NA | 2026 | 10 | 0 | CONFIDENTIAL | CONFIDENTIAL | planned_existing |  | CONFIDENTIAL | CONFIDENTIAL | transfer_purchase | 1 | unknown | unknown_2026_10 | 0% | 1 | CONFIDENTIAL | CONFIDENTIAL | ok | special | 0 | 0 | transfer_purchase_NA_CONFIDENTIAL | 0 | 0 | 1 | 1 | 1 | 0 | 1 | 0 | 1 | 1
PCEA | transfer_purchase | NA | 2026 | 11 | 0 | CONFIDENTIAL | CONFIDENTIAL | planned_existing |  | CONFIDENTIAL | CONFIDENTIAL | transfer_purchase | 1 | unknown | unknown_2026_11 | 0% | 1 | CONFIDENTIAL | CONFIDENTIAL | ok | special | 0 | 0 | transfer_purchase_NA_CONFIDENTIAL | 0 | 0 | 1 | 1 | 1 | 0 | 1 | 0 | 1 | 1
PCEA | transfer_purchase | NA | 2026 | 12 | 0 | CONFIDENTIAL | CONFIDENTIAL | planned_existing |  | CONFIDENTIAL | CONFIDENTIAL | transfer_purchase | 1 | unknown | unknown_2026_12 | 0% | 1 | CONFIDENTIAL | CONFIDENTIAL | ok | special | 0 | 0 | transfer_purchase_NA_CONFIDENTIAL | 0 | 0 | 1 | 1 | 1 | 0 | 1 | 0 | 1 | 1
PCEA | transfer_purchase | NA | 2027 | 1 | 0 | CONFIDENTIAL | CONFIDENTIAL | planned_existing |  | CONFIDENTIAL | CONFIDENTIAL | transfer_purchase | 1 | unknown | unknown_2027_1 | 0% | 1 | CONFIDENTIAL | CONFIDENTIAL | ok | special | 0 | 0 | transfer_purchase_NA_CONFIDENTIAL | 0 | 0 | 1 | 1 | 1 | 0 | 1 | 0 | 1 | 1
PCEA | transfer_purchase | NA | 2027 | 2 | 0 | CONFIDENTIAL | CONFIDENTIAL | planned_existing |  | CONFIDENTIAL | CONFIDENTIAL | transfer_purchase | 1 | unknown | unknown_2027_2 | 0% | 1 | CONFIDENTIAL | CONFIDENTIAL | ok | special | 0 | 0 | transfer_purchase_NA_CONFIDENTIAL | 0 | 0 | 1 | 1 | 1 | 0 | 1 | 0 | 1 | 1
PCEA | transfer_purchase | NA | 2027 | 3 | 0 | CONFIDENTIAL | CONFIDENTIAL | planned_existing |  | CONFIDENTIAL | CONFIDENTIAL | transfer_purchase | 1 | unknown | unknown_2027_3 | 0% | 1 | CONFIDENTIAL | CONFIDENTIAL | ok | special | 0 | 0 | transfer_purchase_NA_CONFIDENTIAL | 0 | 0 | 1 | 1 | 1 | 0 | 1 | 0 | 1 | 1
PCEA | transfer_purchase | NA | 2027 | 4 | 0 | CONFIDENTIAL | CONFIDENTIAL | planned_existing |  | CONFIDENTIAL | CONFIDENTIAL | transfer_purchase | 1 | unknown | unknown_2027_4 | 0% | 1 | CONFIDENTIAL | CONFIDENTIAL | ok | special | 0 | 0 | transfer_purchase_NA_CONFIDENTIAL | 0 | 0 | 1 | 1 | 1 | 0 | 1 | 0 | 1 | 1
PCEA | transfer_purchase | NA | 2027 | 5 | 0 | CONFIDENTIAL | CONFIDENTIAL | planned_existing |  | CONFIDENTIAL | CONFIDENTIAL | transfer_purchase | 1 | unknown | unknown_2027_5 | 0% | 1 | CONFIDENTIAL | CONFIDENTIAL | ok | special | 0 | 0 | transfer_purchase_NA_CONFIDENTIAL | 0 | 0 | 1 | 1 | 1 | 0 | 1 | 0 | 1 | 1
PCEA | transfer_purchase | NA | 2027 | 6 | 0 | CONFIDENTIAL | CONFIDENTIAL | planned_existing |  | CONFIDENTIAL | CONFIDENTIAL | transfer_purchase | 1 | unknown | unknown_2027_6 | 0% | 1 | CONFIDENTIAL | CONFIDENTIAL | ok | special | 0 | 0 | transfer_purchase_NA_CONFIDENTIAL | 0 | 0 | 1 | 1 | 1 | 0 | 1 | 0 | 1 | 1
PCEA | transfer_purchase | NA | 2027 | 7 | 0 | CONFIDENTIAL | CONFIDENTIAL | planned_existing |  | CONFIDENTIAL | CONFIDENTIAL | transfer_purchase | 1 | unknown | unknown_2027_7 | 0% | 1 | CONFIDENTIAL | CONFIDENTIAL | ok | special | 0 | 0 | transfer_purchase_NA_CONFIDENTIAL | 0 | 0 | 1 | 1 | 1 | 0 | 1 | 0 | 1 | 1
PCEA | transfer_purchase | NA | 2027 | 8 | 0 | CONFIDENTIAL | CONFIDENTIAL | planned_existing |  | CONFIDENTIAL | CONFIDENTIAL | transfer_purchase | 1 | unknown | unknown_2027_8 | 0% | 1 | CONFIDENTIAL | CONFIDENTIAL | ok | special | 0 | 0 | transfer_purchase_NA_CONFIDENTIAL | 0 | 0 | 1 | 1 | 1 | 0 | 1 | 0 | 1 | 1
PCEA | transfer_purchase | NA | 2027 | 9 | 0 | CONFIDENTIAL | CONFIDENTIAL | planned_existing |  | CONFIDENTIAL | CONFIDENTIAL | transfer_purchase | 1 | unknown | unknown_2027_9 | 0% | 1 | CONFIDENTIAL | CONFIDENTIAL | ok | special | 0 | 0 | transfer_purchase_NA_CONFIDENTIAL | 0 | 0 | 1 | 1 | 1 | 0 | 1 | 0 | 1 | 1
PCEA | transfer_purchase | NA | 2027 | 10 | 0 | CONFIDENTIAL | CONFIDENTIAL | planned_existing |  | CONFIDENTIAL | CONFIDENTIAL | transfer_purchase | 1 | unknown | unknown_2027_10 | 0% | 1 | CONFIDENTIAL | CONFIDENTIAL | ok | special | 0 | 0 | transfer_purchase_NA_CONFIDENTIAL | 0 | 0 | 1 | 1 | 1 | 0 | 1 | 0 | 1 | 1
PCEA | transfer_purchase | NA | 2027 | 11 | 0 | CONFIDENTIAL | CONFIDENTIAL | planned_existing |  | CONFIDENTIAL | CONFIDENTIAL | transfer_purchase | 1 | unknown | unknown_2027_11 | 0% | 1 | CONFIDENTIAL | CONFIDENTIAL | ok | special | 0 | 0 | transfer_purchase_NA_CONFIDENTIAL | 0 | 0 | 1 | 1 | 1 | 0 | 1 | 0 | 1 | 1
PCEA | transfer_purchase | NA | 2027 | 12 | 0 | CONFIDENTIAL | CONFIDENTIAL | planned_existing |  | CONFIDENTIAL | CONFIDENTIAL | transfer_purchase | 1 | unknown | unknown_2027_12 | 0% | 1 | CONFIDENTIAL | CONFIDENTIAL | ok | special | 0 | 0 | transfer_purchase_NA_CONFIDENTIAL | 0 | 0 | 1 | 1 | 1 | 0 | 1 | 0 | 1 | 1
PCEA | transfer_purchase | NA | 2028 | 1 | 0 | CONFIDENTIAL | CONFIDENTIAL | planned_existing |  | CONFIDENTIAL | CONFIDENTIAL | transfer_purchase | 1 | unknown | unknown_2028_1 | 0% | 1 | CONFIDENTIAL | CONFIDENTIAL | ok | special | 0 | 0 | transfer_purchase_NA_CONFIDENTIAL | 0 | 0 | 1 | 1 | 1 | 0 | 1 | 0 | 1 | 1
PCEA | transfer_purchase | NA | 2028 | 2 | 0 | CONFIDENTIAL | CONFIDENTIAL | planned_existing |  | CONFIDENTIAL | CONFIDENTIAL | transfer_purchase | 1 | unknown | unknown_2028_2 | 0% | 1 | CONFIDENTIAL | CONFIDENTIAL | ok | special | 0 | 0 | transfer_purchase_NA_CONFIDENTIAL | 0 | 0 | 1 | 1 | 1 | 0 | 1 | 0 | 1 | 1
PCEA | transfer_purchase | NA | 2028 | 3 | 0 | CONFIDENTIAL | CONFIDENTIAL | planned_existing |  | CONFIDENTIAL | CONFIDENTIAL | transfer_purchase | 1 | unknown | unknown_2028_3 | 0% | 1 | CONFIDENTIAL | CONFIDENTIAL | ok | special | 0 | 0 | transfer_purchase_NA_CONFIDENTIAL | 0 | 0 | 1 | 1 | 1 | 0 | 1 | 0 | 1 | 1
PCEA | transfer_purchase | NA | 2028 | 4 | 0 | CONFIDENTIAL | CONFIDENTIAL | planned_existing |  | CONFIDENTIAL | CONFIDENTIAL | transfer_purchase | 1 | unknown | unknown_2028_4 | 0% | 1 | CONFIDENTIAL | CONFIDENTIAL | ok | special | 0 | 0 | transfer_purchase_NA_CONFIDENTIAL | 0 | 0 | 1 | 1 | 1 | 0 | 1 | 0 | 1 | 1
PCEA | transfer_purchase | NA | 2028 | 5 | 0 | CONFIDENTIAL | CONFIDENTIAL | planned_existing |  | CONFIDENTIAL | CONFIDENTIAL | transfer_purchase | 1 | unknown | unknown_2028_5 | 0% | 1 | CONFIDENTIAL | CONFIDENTIAL | ok | special | 0 | 0 | transfer_purchase_NA_CONFIDENTIAL | 0 | 0 | 1 | 1 | 1 | 0 | 1 | 0 | 1 | 1
PCEA | transfer_purchase | NA | 2028 | 6 | 0 | CONFIDENTIAL | CONFIDENTIAL | planned_existing |  | CONFIDENTIAL | CONFIDENTIAL | transfer_purchase | 1 | unknown | unknown_2028_6 | 0% | 1 | CONFIDENTIAL | CONFIDENTIAL | ok | special | 0 | 0 | transfer_purchase_NA_CONFIDENTIAL | 0 | 0 | 1 | 1 | 1 | 0 | 1 | 0 | 1 | 1
PCEA | transfer_purchase | NA | 2028 | 7 | 0 | CONFIDENTIAL | CONFIDENTIAL | planned_existing |  | CONFIDENTIAL | CONFIDENTIAL | transfer_purchase | 1 | unknown | unknown_2028_7 | 0% | 1 | CONFIDENTIAL | CONFIDENTIAL | ok | special | 0 | 0 | transfer_purchase_NA_CONFIDENTIAL | 0 | 0 | 1 | 1 | 1 | 0 | 1 | 0 | 1 | 1
PCEA | transfer_purchase | NA | 2028 | 8 | 0 | CONFIDENTIAL | CONFIDENTIAL | planned_existing |  | CONFIDENTIAL | CONFIDENTIAL | transfer_purchase | 1 | unknown | unknown_2028_8 | 0% | 1 | CONFIDENTIAL | CONFIDENTIAL | ok | special | 0 | 0 | transfer_purchase_NA_CONFIDENTIAL | 0 | 0 | 1 | 1 | 1 | 0 | 1 | 0 | 1 | 1
PCEA | transfer_purchase | NA | 2028 | 9 | 0 | CONFIDENTIAL | CONFIDENTIAL | planned_existing |  | CONFIDENTIAL | CONFIDENTIAL | transfer_purchase | 1 | unknown | unknown_2028_9 | 0% | 1 | CONFIDENTIAL | CONFIDENTIAL | ok | special | 0 | 0 | transfer_purchase_NA_CONFIDENTIAL | 0 | 0 | 1 | 1 | 1 | 0 | 1 | 0 | 1 | 1
PCEA | transfer_purchase | NA | 2028 | 10 | 0 | CONFIDENTIAL | CONFIDENTIAL | planned_existing |  | CONFIDENTIAL | CONFIDENTIAL | transfer_purchase | 1 | unknown | unknown_2028_10 | 0% | 1 | CONFIDENTIAL | CONFIDENTIAL | ok | special | 0 | 0 | transfer_purchase_NA_CONFIDENTIAL | 0 | 0 | 1 | 1 | 1 | 0 | 1 | 0 | 1 | 1
PCEA | transfer_purchase | NA | 2028 | 11 | 0 | CONFIDENTIAL | CONFIDENTIAL | planned_existing |  | CONFIDENTIAL | CONFIDENTIAL | transfer_purchase | 1 | unknown | unknown_2028_11 | 0% | 1 | CONFIDENTIAL | CONFIDENTIAL | ok | special | 0 | 0 | transfer_purchase_NA_CONFIDENTIAL | 0 | 0 | 1 | 1 | 1 | 0 | 1 | 0 | 1 | 1
PCEA | transfer_purchase | NA | 2028 | 12 | 0 | CONFIDENTIAL | CONFIDENTIAL | planned_existing |  | CONFIDENTIAL | CONFIDENTIAL | transfer_purchase | 1 | unknown | unknown_2028_12 | 0% | 1 | CONFIDENTIAL | CONFIDENTIAL | ok | special | 0 | 0 | transfer_purchase_NA_CONFIDENTIAL | 0 | 0 | 1 | 1 | 1 | 0 | 1 | 0 | 1 | 1
PCEA | transfer_purchase | NA | 2029 | 1 | 0 | CONFIDENTIAL | CONFIDENTIAL | planned_existing |  | CONFIDENTIAL | CONFIDENTIAL | transfer_purchase | 1 | unknown | unknown_2029_1 | 0% | 1 | CONFIDENTIAL | CONFIDENTIAL | ok | special | 0 | 0 | transfer_purchase_NA_CONFIDENTIAL | 0 | 0 | 1 | 1 | 1 | 0 | 1 | 0 | 1 | 1
PCEA | transfer_purchase | NA | 2029 | 2 | 0 | CONFIDENTIAL | CONFIDENTIAL | planned_existing |  | CONFIDENTIAL | CONFIDENTIAL | transfer_purchase | 1 | unknown | unknown_2029_2 | 0% | 1 | CONFIDENTIAL | CONFIDENTIAL | ok | special | 0 | 0 | transfer_purchase_NA_CONFIDENTIAL | 0 | 0 | 1 | 1 | 1 | 0 | 1 | 0 | 1 | 1
PCEA | transfer_purchase | NA | 2029 | 3 | 0 | CONFIDENTIAL | CONFIDENTIAL | planned_existing |  | CONFIDENTIAL | CONFIDENTIAL | transfer_purchase | 1 | unknown | unknown_2029_3 | 0% | 1 | CONFIDENTIAL | CONFIDENTIAL | ok | special | 0 | 0 | transfer_purchase_NA_CONFIDENTIAL | 0 | 0 | 1 | 1 | 1 | 0 | 1 | 0 | 1 | 1
PCEA | transfer_purchase | NA | 2029 | 4 | 0 | CONFIDENTIAL | CONFIDENTIAL | planned_existing |  | CONFIDENTIAL | CONFIDENTIAL | transfer_purchase | 1 | unknown | unknown_2029_4 | 0% | 1 | CONFIDENTIAL | CONFIDENTIAL | ok | special | 0 | 0 | transfer_purchase_NA_CONFIDENTIAL | 0 | 0 | 1 | 1 | 1 | 0 | 1 | 0 | 1 | 1
PCEA | transfer_purchase | NA | 2029 | 5 | 0 | CONFIDENTIAL | CONFIDENTIAL | planned_existing |  | CONFIDENTIAL | CONFIDENTIAL | transfer_purchase | 1 | unknown | unknown_2029_5 | 0% | 1 | CONFIDENTIAL | CONFIDENTIAL | ok | special | 0 | 0 | transfer_purchase_NA_CONFIDENTIAL | 0 | 0 | 1 | 1 | 1 | 0 | 1 | 0 | 1 | 1
PCEA | transfer_purchase | NA | 2029 | 6 | 0 | CONFIDENTIAL | CONFIDENTIAL | planned_existing |  | CONFIDENTIAL | CONFIDENTIAL | transfer_purchase | 1 | unknown | unknown_2029_6 | 0% | 1 | CONFIDENTIAL | CONFIDENTIAL | ok | special | 0 | 0 | transfer_purchase_NA_CONFIDENTIAL | 0 | 0 | 1 | 1 | 1 | 0 | 1 | 0 | 1 | 1
PCEA | transfer_purchase | NA | 2029 | 7 | 0 | CONFIDENTIAL | CONFIDENTIAL | planned_existing |  | CONFIDENTIAL | CONFIDENTIAL | transfer_purchase | 1 | unknown | unknown_2029_7 | 0% | 1 | CONFIDENTIAL | CONFIDENTIAL | ok | special | 0 | 0 | transfer_purchase_NA_CONFIDENTIAL | 0 | 0 | 1 | 1 | 1 | 0 | 1 | 0 | 1 | 1
PCEA | transfer_purchase | NA | 2029 | 8 | 0 | CONFIDENTIAL | CONFIDENTIAL | planned_existing |  | CONFIDENTIAL | CONFIDENTIAL | transfer_purchase | 1 | unknown | unknown_2029_8 | 0% | 1 | CONFIDENTIAL | CONFIDENTIAL | ok | special | 0 | 0 | transfer_purchase_NA_CONFIDENTIAL | 0 | 0 | 1 | 1 | 1 | 0 | 1 | 0 | 1 | 1
PCEA | transfer_purchase | NA | 2029 | 9 | 0 | CONFIDENTIAL | CONFIDENTIAL | planned_existing |  | CONFIDENTIAL | CONFIDENTIAL | transfer_purchase | 1 | unknown | unknown_2029_9 | 0% | 1 | CONFIDENTIAL | CONFIDENTIAL | ok | special | 0 | 0 | transfer_purchase_NA_CONFIDENTIAL | 0 | 0 | 1 | 1 | 1 | 0 | 1 | 0 | 1 | 1
PCEA | transfer_purchase | NA | 2029 | 10 | 0 | CONFIDENTIAL | CONFIDENTIAL | planned_existing |  | CONFIDENTIAL | CONFIDENTIAL | transfer_purchase | 1 | unknown | unknown_2029_10 | 0% | 1 | CONFIDENTIAL | CONFIDENTIAL | ok | special | 0 | 0 | transfer_purchase_NA_CONFIDENTIAL | 0 | 0 | 1 | 1 | 1 | 0 | 1 | 0 | 1 | 1
PCEA | transfer_purchase | NA | 2029 | 11 | 0 | CONFIDENTIAL | CONFIDENTIAL | planned_existing |  | CONFIDENTIAL | CONFIDENTIAL | transfer_purchase | 1 | unknown | unknown_2029_11 | 0% | 1 | CONFIDENTIAL | CONFIDENTIAL | ok | special | 0 | 0 | transfer_purchase_NA_CONFIDENTIAL | 0 | 0 | 1 | 1 | 1 | 0 | 1 | 0 | 1 | 1
PCEA | transfer_purchase | NA | 2029 | 12 | 0 | CONFIDENTIAL | CONFIDENTIAL | planned_existing |  | CONFIDENTIAL | CONFIDENTIAL | transfer_purchase | 1 | unknown | unknown_2029_12 | 0% | 1 | CONFIDENTIAL | CONFIDENTIAL | ok | special | 0 | 0 | transfer_purchase_NA_CONFIDENTIAL | 0 | 0 | 1 | 1 | 1 | 0 | 1 | 0 | 1 | 1
PCEA | transfer_purchase | NA | 2030 | 1 | 0 | CONFIDENTIAL | CONFIDENTIAL | planned_existing |  | CONFIDENTIAL | CONFIDENTIAL | transfer_purchase | 1 | unknown | unknown_2030_1 | 0% | 1 | CONFIDENTIAL | CONFIDENTIAL | ok | special | 0 | 0 | transfer_purchase_NA_CONFIDENTIAL | 0 | 0 | 1 | 1 | 1 | 0 | 1 | 0 | 1 | 1
PCEA | transfer_purchase | NA | 2030 | 2 | 0 | CONFIDENTIAL | CONFIDENTIAL | planned_existing |  | CONFIDENTIAL | CONFIDENTIAL | transfer_purchase | 1 | unknown | unknown_2030_2 | 0% | 1 | CONFIDENTIAL | CONFIDENTIAL | ok | special | 0 | 0 | transfer_purchase_NA_CONFIDENTIAL | 0 | 0 | 1 | 1 | 1 | 0 | 1 | 0 | 1 | 1
PCEA | transfer_purchase | NA | 2030 | 3 | 0 | CONFIDENTIAL | CONFIDENTIAL | planned_existing |  | CONFIDENTIAL | CONFIDENTIAL | transfer_purchase | 1 | unknown | unknown_2030_3 | 0% | 1 | CONFIDENTIAL | CONFIDENTIAL | ok | special | 0 | 0 | transfer_purchase_NA_CONFIDENTIAL | 0 | 0 | 1 | 1 | 1 | 0 | 1 | 0 | 1 | 1
PCEA | transfer_purchase | NA | 2030 | 4 | 0 | CONFIDENTIAL | CONFIDENTIAL | planned_existing |  | CONFIDENTIAL | CONFIDENTIAL | transfer_purchase | 1 | unknown | unknown_2030_4 | 0% | 1 | CONFIDENTIAL | CONFIDENTIAL | ok | special | 0 | 0 | transfer_purchase_NA_CONFIDENTIAL | 0 | 0 | 1 | 1 | 1 | 0 | 1 | 0 | 1 | 1
PCEA | transfer_purchase | NA | 2030 | 5 | 0 | CONFIDENTIAL | CONFIDENTIAL | planned_existing |  | CONFIDENTIAL | CONFIDENTIAL | transfer_purchase | 1 | unknown | unknown_2030_5 | 0% | 1 | CONFIDENTIAL | CONFIDENTIAL | ok | special | 0 | 0 | transfer_purchase_NA_CONFIDENTIAL | 0 | 0 | 1 | 1 | 1 | 0 | 1 | 0 | 1 | 1
PCEA | transfer_purchase | NA | 2030 | 6 | 0 | CONFIDENTIAL | CONFIDENTIAL | planned_existing |  | CONFIDENTIAL | CONFIDENTIAL | transfer_purchase | 1 | unknown | unknown_2030_6 | 0% | 1 | CONFIDENTIAL | CONFIDENTIAL | ok | special | 0 | 0 | transfer_purchase_NA_CONFIDENTIAL | 0 | 0 | 1 | 1 | 1 | 0 | 1 | 0 | 1 | 1
PCEA | transfer_purchase | NA | 2030 | 7 | 0 | CONFIDENTIAL | CONFIDENTIAL | planned_existing |  | CONFIDENTIAL | CONFIDENTIAL | transfer_purchase | 1 | unknown | unknown_2030_7 | 0% | 1 | CONFIDENTIAL | CONFIDENTIAL | ok | special | 0 | 0 | transfer_purchase_NA_CONFIDENTIAL | 0 | 0 | 1 | 1 | 1 | 0 | 1 | 0 | 1 | 1
PCEA | transfer_purchase | NA | 2030 | 8 | 0 | CONFIDENTIAL | CONFIDENTIAL | planned_existing |  | CONFIDENTIAL | CONFIDENTIAL | transfer_purchase | 1 | unknown | unknown_2030_8 | 0% | 1 | CONFIDENTIAL | CONFIDENTIAL | ok | special | 0 | 0 | transfer_purchase_NA_CONFIDENTIAL | 0 | 0 | 1 | 1 | 1 | 0 | 1 | 0 | 1 | 1
PCEA | transfer_purchase | NA | 2030 | 9 | 0 | CONFIDENTIAL | CONFIDENTIAL | planned_existing |  | CONFIDENTIAL | CONFIDENTIAL | transfer_purchase | 1 | unknown | unknown_2030_9 | 0% | 1 | CONFIDENTIAL | CONFIDENTIAL | ok | special | 0 | 0 | transfer_purchase_NA_CONFIDENTIAL | 0 | 0 | 1 | 1 | 1 | 0 | 1 | 0 | 1 | 1
PCEA | transfer_purchase | NA | 2030 | 10 | 0 | CONFIDENTIAL | CONFIDENTIAL | planned_existing |  | CONFIDENTIAL | CONFIDENTIAL | transfer_purchase | 1 | unknown | unknown_2030_10 | 0% | 1 | CONFIDENTIAL | CONFIDENTIAL | ok | special | 0 | 0 | transfer_purchase_NA_CONFIDENTIAL | 0 | 0 | 1 | 1 | 1 | 0 | 1 | 0 | 1 | 1
PCEA | transfer_purchase | NA | 2030 | 11 | 0 | CONFIDENTIAL | CONFIDENTIAL | planned_existing |  | CONFIDENTIAL | CONFIDENTIAL | transfer_purchase | 1 | unknown | unknown_2030_11 | 0% | 1 | CONFIDENTIAL | CONFIDENTIAL | ok | special | 0 | 0 | transfer_purchase_NA_CONFIDENTIAL | 0 | 0 | 1 | 1 | 1 | 0 | 1 | 0 | 1 | 1
PCEA | transfer_purchase | NA | 2030 | 12 | 0 | CONFIDENTIAL | CONFIDENTIAL | planned_existing |  | CONFIDENTIAL | CONFIDENTIAL | transfer_purchase | 1 | unknown | unknown_2030_12 | 0% | 1 | CONFIDENTIAL | CONFIDENTIAL | ok | special | 0 | 0 | transfer_purchase_NA_CONFIDENTIAL | 0 | 0 | 1 | 1 | 1 | 0 | 1 | 0 | 1 | 1
PCEA | transfer_purchase | NA | 2020 | 6 | 8.2939 | CONFIDENTIAL | CONFIDENTIAL | online |  | CONFIDENTIAL | CONFIDENTIAL | transfer_purchase | 1 | unknown | unknown_2020_6 | 0% | 1 | CONFIDENTIAL | CONFIDENTIAL | ok | special | 1 | 0 | transfer_purchase_NA_CONFIDENTIAL | 0 | 0 | 1 | 1 | 1 | 0 | 1 | 0 | 1 | 1
PCEA | transfer_purchase | NA | 2020 | 7 | 19.5067 | CONFIDENTIAL | CONFIDENTIAL | online |  | CONFIDENTIAL | CONFIDENTIAL | transfer_purchase | 1 | unknown | unknown_2020_7 | 0% | 1 | CONFIDENTIAL | CONFIDENTIAL | ok | special | 1 | 0 | transfer_purchase_NA_CONFIDENTIAL | 0 | 0 | 1 | 1 | 1 | 0 | 1 | 0 | 1 | 1
PCEA | transfer_purchase | NA | 2020 | 8 | 18.7048 | CONFIDENTIAL | CONFIDENTIAL | online |  | CONFIDENTIAL | CONFIDENTIAL | transfer_purchase | 1 | unknown | unknown_2020_8 | 0% | 1 | CONFIDENTIAL | CONFIDENTIAL | ok | special | 1 | 0 | transfer_purchase_NA_CONFIDENTIAL | 0 | 0 | 1 | 1 | 1 | 0 | 1 | 0 | 1 | 1
PCEA | transfer_purchase | NA | 2020 | 9 | 18.8573 | CONFIDENTIAL | CONFIDENTIAL | online |  | CONFIDENTIAL | CONFIDENTIAL | transfer_purchase | 1 | unknown | unknown_2020_9 | 0% | 1 | CONFIDENTIAL | CONFIDENTIAL | ok | special | 1 | 0 | transfer_purchase_NA_CONFIDENTIAL | 0 | 0 | 1 | 1 | 1 | 0 | 1 | 0 | 1 | 1
PCEA | transfer_purchase | NA | 2020 | 10 | 16.3057 | CONFIDENTIAL | CONFIDENTIAL | online |  | CONFIDENTIAL | CONFIDENTIAL | transfer_purchase | 1 | unknown | unknown_2020_10 | 0% | 1 | CONFIDENTIAL | CONFIDENTIAL | ok | special | 1 | 0 | transfer_purchase_NA_CONFIDENTIAL | 0 | 0 | 1 | 1 | 1 | 0 | 1 | 0 | 1 | 1
PCEA | transfer_purchase | NA | 2020 | 11 | 10.3289 | CONFIDENTIAL | CONFIDENTIAL | online |  | CONFIDENTIAL | CONFIDENTIAL | transfer_purchase | 1 | unknown | unknown_2020_11 | 0% | 1 | CONFIDENTIAL | CONFIDENTIAL | ok | special | 1 | 0 | transfer_purchase_NA_CONFIDENTIAL | 0 | 0 | 1 | 1 | 1 | 0 | 1 | 0 | 1 | 1
PCEA | transfer_purchase | NA | 2020 | 12 | 14.6569 | CONFIDENTIAL | CONFIDENTIAL | online |  | CONFIDENTIAL | CONFIDENTIAL | transfer_purchase | 1 | unknown | unknown_2020_12 | 0% | 1 | CONFIDENTIAL | CONFIDENTIAL | ok | special | 1 | 0 | transfer_purchase_NA_CONFIDENTIAL | 0 | 0 | 1 | 1 | 1 | 0 | 1 | 0 | 1 | 1
PCEA | transfer_purchase | NA | 2020 | 1 | 25 | CONFIDENTIAL | CONFIDENTIAL | online |  | CONFIDENTIAL | CONFIDENTIAL | transfer_purchase | 1 | unknown | unknown_2020_1 | 0% | 1 | CONFIDENTIAL | CONFIDENTIAL | ok | special | 1 | 0 | transfer_purchase_NA_CONFIDENTIAL | 0 | 0 | 1 | 1 | 1 | 0 | 1 | 0 | 1 | 1
PCEA | transfer_purchase | NA | 2020 | 2 | 25 | CONFIDENTIAL | CONFIDENTIAL | online |  | CONFIDENTIAL | CONFIDENTIAL | transfer_purchase | 1 | unknown | unknown_2020_2 | 0% | 1 | CONFIDENTIAL | CONFIDENTIAL | ok | special | 1 | 0 | transfer_purchase_NA_CONFIDENTIAL | 0 | 0 | 1 | 1 | 1 | 0 | 1 | 0 | 1 | 1
PCEA | transfer_purchase | NA | 2020 | 3 | 25 | CONFIDENTIAL | CONFIDENTIAL | online |  | CONFIDENTIAL | CONFIDENTIAL | transfer_purchase | 1 | unknown | unknown_2020_3 | 0% | 1 | CONFIDENTIAL | CONFIDENTIAL | ok | special | 1 | 0 | transfer_purchase_NA_CONFIDENTIAL | 0 | 0 | 1 | 1 | 1 | 0 | 1 | 0 | 1 | 1
PCEA | transfer_purchase | NA | 2020 | 4 | 25 | CONFIDENTIAL | CONFIDENTIAL | online |  | CONFIDENTIAL | CONFIDENTIAL | transfer_purchase | 1 | unknown | unknown_2020_4 | 0% | 1 | CONFIDENTIAL | CONFIDENTIAL | ok | special | 1 | 0 | transfer_purchase_NA_CONFIDENTIAL | 0 | 0 | 1 | 1 | 1 | 0 | 1 | 0 | 1 | 1
PCEA | transfer_purchase | NA | 2020 | 5 | 25 | CONFIDENTIAL | CONFIDENTIAL | online |  | CONFIDENTIAL | CONFIDENTIAL | transfer_purchase | 1 | unknown | unknown_2020_5 | 0% | 1 | CONFIDENTIAL | CONFIDENTIAL | ok | special | 1 | 0 | transfer_purchase_NA_CONFIDENTIAL | 0 | 0 | 1 | 1 | 1 | 0 | 1 | 0 | 1 | 1
PCEA | transfer_purchase | NA | 2020 | 6 | 25 | CONFIDENTIAL | CONFIDENTIAL | online |  | CONFIDENTIAL | CONFIDENTIAL | transfer_purchase | 1 | unknown | unknown_2020_6 | 0% | 1 | CONFIDENTIAL | CONFIDENTIAL | ok | special | 1 | 0 | transfer_purchase_NA_CONFIDENTIAL | 0 | 0 | 1 | 1 | 1 | 0 | 1 | 0 | 1 | 1
PCEA | transfer_purchase | NA | 2020 | 7 | 25 | CONFIDENTIAL | CONFIDENTIAL | online |  | CONFIDENTIAL | CONFIDENTIAL | transfer_purchase | 1 | unknown | unknown_2020_7 | 0% | 1 | CONFIDENTIAL | CONFIDENTIAL | ok | special | 1 | 0 | transfer_purchase_NA_CONFIDENTIAL | 0 | 0 | 1 | 1 | 1 | 0 | 1 | 0 | 1 | 1
PCEA | transfer_purchase | NA | 2020 | 8 | 25 | CONFIDENTIAL | CONFIDENTIAL | online |  | CONFIDENTIAL | CONFIDENTIAL | transfer_purchase | 1 | unknown | unknown_2020_8 | 0% | 1 | CONFIDENTIAL | CONFIDENTIAL | ok | special | 1 | 0 | transfer_purchase_NA_CONFIDENTIAL | 0 | 0 | 1 | 1 | 1 | 0 | 1 | 0 | 1 | 1
PCEA | transfer_purchase | NA | 2020 | 9 | 25 | CONFIDENTIAL | CONFIDENTIAL | online |  | CONFIDENTIAL | CONFIDENTIAL | transfer_purchase | 1 | unknown | unknown_2020_9 | 0% | 1 | CONFIDENTIAL | CONFIDENTIAL | ok | special | 1 | 0 | transfer_purchase_NA_CONFIDENTIAL | 0 | 0 | 1 | 1 | 1 | 0 | 1 | 0 | 1 | 1
PCEA | transfer_purchase | NA | 2020 | 10 | 25 | CONFIDENTIAL | CONFIDENTIAL | online |  | CONFIDENTIAL | CONFIDENTIAL | transfer_purchase | 1 | unknown | unknown_2020_10 | 0% | 1 | CONFIDENTIAL | CONFIDENTIAL | ok | special | 1 | 0 | transfer_purchase_NA_CONFIDENTIAL | 0 | 0 | 1 | 1 | 1 | 0 | 1 | 0 | 1 | 1
PCEA | transfer_purchase | NA | 2020 | 11 | 25 | CONFIDENTIAL | CONFIDENTIAL | online |  | CONFIDENTIAL | CONFIDENTIAL | transfer_purchase | 1 | unknown | unknown_2020_11 | 0% | 1 | CONFIDENTIAL | CONFIDENTIAL | ok | special | 1 | 0 | transfer_purchase_NA_CONFIDENTIAL | 0 | 0 | 1 | 1 | 1 | 0 | 1 | 0 | 1 | 1
PCEA | transfer_purchase | NA | 2020 | 12 | 25 | CONFIDENTIAL | CONFIDENTIAL | online |  | CONFIDENTIAL | CONFIDENTIAL | transfer_purchase | 1 | unknown | unknown_2020_12 | 0% | 1 | CONFIDENTIAL | CONFIDENTIAL | ok | special | 1 | 0 | transfer_purchase_NA_CONFIDENTIAL | 0 | 0 | 1 | 1 | 1 | 0 | 1 | 0 | 1 | 1
PCEA | NW_Ext_Tx_Wind | NA | 2023 | 1 | 3.9754 | CONFIDENTIAL | CONFIDENTIAL | planned_new |  | CONFIDENTIAL | CONFIDENTIAL | CAISO_Wind | 0 | wind_low_cf | wind_low_cf_2023_1 | 14% | 1 | CONFIDENTIAL | CONFIDENTIAL | ok | new_resolve | 1 | 0 | NW_Ext_Tx_Wind_NA_CONFIDENTIAL | 1 | 35 | 1 | 1 | 1 | 0 | 1 | 0 | 1 | 1
PCEA | NW_Ext_Tx_Wind | NA | 2023 | 2 | 4.2951 | CONFIDENTIAL | CONFIDENTIAL | planned_new |  | CONFIDENTIAL | CONFIDENTIAL | CAISO_Wind | 0 | wind_low_cf | wind_low_cf_2023_2 | 12% | 1 | CONFIDENTIAL | CONFIDENTIAL | ok | new_resolve | 1 | 0 | NW_Ext_Tx_Wind_NA_CONFIDENTIAL | 0 | 0 | 1 | 1 | 1 | 0 | 1 | 0 | 1 | 1
PCEA | NW_Ext_Tx_Wind | NA | 2023 | 3 | 4.3418 | CONFIDENTIAL | CONFIDENTIAL | planned_new |  | CONFIDENTIAL | CONFIDENTIAL | CAISO_Wind | 0 | wind_low_cf | wind_low_cf_2023_3 | 28% | 1 | CONFIDENTIAL | CONFIDENTIAL | ok | new_resolve | 1 | 0 | NW_Ext_Tx_Wind_NA_CONFIDENTIAL | 0 | 0 | 1 | 1 | 1 | 0 | 1 | 0 | 1 | 1
PCEA | NW_Ext_Tx_Wind | NA | 2023 | 4 | 3.8559 | CONFIDENTIAL | CONFIDENTIAL | planned_new |  | CONFIDENTIAL | CONFIDENTIAL | CAISO_Wind | 0 | wind_low_cf | wind_low_cf_2023_4 | 25% | 1 | CONFIDENTIAL | CONFIDENTIAL | ok | new_resolve | 1 | 0 | NW_Ext_Tx_Wind_NA_CONFIDENTIAL | 0 | 0 | 1 | 1 | 1 | 0 | 1 | 0 | 1 | 1
PCEA | NW_Ext_Tx_Wind | NA | 2023 | 5 | 3.5569 | CONFIDENTIAL | CONFIDENTIAL | planned_new |  | CONFIDENTIAL | CONFIDENTIAL | CAISO_Wind | 0 | wind_low_cf | wind_low_cf_2023_5 | 25% | 1 | CONFIDENTIAL | CONFIDENTIAL | ok | new_resolve | 1 | 0 | NW_Ext_Tx_Wind_NA_CONFIDENTIAL | 0 | 0 | 1 | 1 | 1 | 0 | 1 | 0 | 1 | 1
PCEA | NW_Ext_Tx_Wind | NA | 2023 | 6 | 4.1628 | CONFIDENTIAL | CONFIDENTIAL | planned_new |  | CONFIDENTIAL | CONFIDENTIAL | CAISO_Wind | 0 | wind_low_cf | wind_low_cf_2023_6 | 33% | 1 | CONFIDENTIAL | CONFIDENTIAL | ok | new_resolve | 1 | 0 | NW_Ext_Tx_Wind_NA_CONFIDENTIAL | 0 | 0 | 1 | 1 | 1 | 0 | 1 | 0 | 1 | 1
PCEA | NW_Ext_Tx_Wind | NA | 2023 | 7 | 2.9568 | CONFIDENTIAL | CONFIDENTIAL | planned_new |  | CONFIDENTIAL | CONFIDENTIAL | CAISO_Wind | 0 | wind_low_cf | wind_low_cf_2023_7 | 23% | 1 | CONFIDENTIAL | CONFIDENTIAL | ok | new_resolve | 1 | 0 | NW_Ext_Tx_Wind_NA_CONFIDENTIAL | 0 | 0 | 1 | 1 | 1 | 0 | 1 | 0 | 1 | 1
PCEA | NW_Ext_Tx_Wind | NA | 2023 | 8 | 3.0992 | CONFIDENTIAL | CONFIDENTIAL | planned_new |  | CONFIDENTIAL | CONFIDENTIAL | CAISO_Wind | 0 | wind_low_cf | wind_low_cf_2023_8 | 21% | 1 | CONFIDENTIAL | CONFIDENTIAL | ok | new_resolve | 1 | 0 | NW_Ext_Tx_Wind_NA_CONFIDENTIAL | 0 | 0 | 1 | 1 | 1 | 0 | 1 | 0 | 1 | 1
PCEA | NW_Ext_Tx_Wind | NA | 2023 | 9 | 3.27 | CONFIDENTIAL | CONFIDENTIAL | planned_new |  | CONFIDENTIAL | CONFIDENTIAL | CAISO_Wind | 0 | wind_low_cf | wind_low_cf_2023_9 | 15% | 1 | CONFIDENTIAL | CONFIDENTIAL | ok | new_resolve | 1 | 0 | NW_Ext_Tx_Wind_NA_CONFIDENTIAL | 0 | 0 | 1 | 1 | 1 | 0 | 1 | 0 | 1 | 1
PCEA | NW_Ext_Tx_Wind | NA | 2023 | 10 | 4.2418 | CONFIDENTIAL | CONFIDENTIAL | planned_new |  | CONFIDENTIAL | CONFIDENTIAL | CAISO_Wind | 0 | wind_low_cf | wind_low_cf_2023_10 | 8% | 1 | CONFIDENTIAL | CONFIDENTIAL | ok | new_resolve | 1 | 0 | NW_Ext_Tx_Wind_NA_CONFIDENTIAL | 0 | 0 | 1 | 1 | 1 | 0 | 1 | 0 | 1 | 1
PCEA | NW_Ext_Tx_Wind | NA | 2023 | 11 | 3.0235 | CONFIDENTIAL | CONFIDENTIAL | planned_new |  | CONFIDENTIAL | CONFIDENTIAL | CAISO_Wind | 0 | wind_low_cf | wind_low_cf_2023_11 | 12% | 1 | CONFIDENTIAL | CONFIDENTIAL | ok | new_resolve | 1 | 0 | NW_Ext_Tx_Wind_NA_CONFIDENTIAL | 0 | 0 | 1 | 1 | 1 | 0 | 1 | 0 | 1 | 1
PCEA | NW_Ext_Tx_Wind | NA | 2023 | 12 | 6.1698 | CONFIDENTIAL | CONFIDENTIAL | planned_new |  | CONFIDENTIAL | CONFIDENTIAL | CAISO_Wind | 0 | wind_low_cf | wind_low_cf_2023_12 | 13% | 1 | CONFIDENTIAL | CONFIDENTIAL | ok | new_resolve | 1 | 0 | NW_Ext_Tx_Wind_NA_CONFIDENTIAL | 0 | 0 | 1 | 1 | 1 | 0 | 1 | 0 | 1 | 1
PCEA | NW_Ext_Tx_Wind | NA | 2024 | 1 | 7.0255 | CONFIDENTIAL | CONFIDENTIAL | planned_new |  | CONFIDENTIAL | CONFIDENTIAL | CAISO_Wind | 0 | wind_low_cf | wind_low_cf_2024_1 | 16.12% | 1 | CONFIDENTIAL | CONFIDENTIAL | ok | new_resolve | 1 | 0 | NW_Ext_Tx_Wind_NA_CONFIDENTIAL | 0 | 0 | 1 | 1 | 1 | 0 | 1 | 0 | 1 | 1
PCEA | NW_Ext_Tx_Wind | NA | 2024 | 2 | 7.5905 | CONFIDENTIAL | CONFIDENTIAL | planned_new |  | CONFIDENTIAL | CONFIDENTIAL | CAISO_Wind | 0 | wind_low_cf | wind_low_cf_2024_2 | 13.81% | 1 | CONFIDENTIAL | CONFIDENTIAL | ok | new_resolve | 1 | 0 | NW_Ext_Tx_Wind_NA_CONFIDENTIAL | 0 | 0 | 1 | 1 | 1 | 0 | 1 | 0 | 1 | 1
PCEA | NW_Ext_Tx_Wind | NA | 2024 | 3 | 7.673 | CONFIDENTIAL | CONFIDENTIAL | planned_new |  | CONFIDENTIAL | CONFIDENTIAL | CAISO_Wind | 0 | wind_low_cf | wind_low_cf_2024_3 | 32.23% | 1 | CONFIDENTIAL | CONFIDENTIAL | ok | new_resolve | 1 | 0 | NW_Ext_Tx_Wind_NA_CONFIDENTIAL | 0 | 0 | 1 | 1 | 1 | 0 | 1 | 0 | 1 | 1
PCEA | NW_Ext_Tx_Wind | NA | 2024 | 4 | 6.8143 | CONFIDENTIAL | CONFIDENTIAL | planned_new |  | CONFIDENTIAL | CONFIDENTIAL | CAISO_Wind | 0 | wind_low_cf | wind_low_cf_2024_4 | 28.78% | 1 | CONFIDENTIAL | CONFIDENTIAL | ok | new_resolve | 1 | 0 | NW_Ext_Tx_Wind_NA_CONFIDENTIAL | 0 | 0 | 1 | 1 | 1 | 0 | 1 | 0 | 1 | 1
PCEA | NW_Ext_Tx_Wind | NA | 2024 | 5 | 6.2858 | CONFIDENTIAL | CONFIDENTIAL | planned_new |  | CONFIDENTIAL | CONFIDENTIAL | CAISO_Wind | 0 | wind_low_cf | wind_low_cf_2024_5 | 28.78% | 1 | CONFIDENTIAL | CONFIDENTIAL | ok | new_resolve | 1 | 0 | NW_Ext_Tx_Wind_NA_CONFIDENTIAL | 0 | 0 | 1 | 1 | 1 | 0 | 1 | 0 | 1 | 1
PCEA | NW_Ext_Tx_Wind | NA | 2024 | 6 | 7.3566 | CONFIDENTIAL | CONFIDENTIAL | planned_new |  | CONFIDENTIAL | CONFIDENTIAL | CAISO_Wind | 0 | wind_low_cf | wind_low_cf_2024_6 | 37.99% | 1 | CONFIDENTIAL | CONFIDENTIAL | ok | new_resolve | 1 | 0 | NW_Ext_Tx_Wind_NA_CONFIDENTIAL | 0 | 0 | 1 | 1 | 1 | 0 | 1 | 0 | 1 | 1
PCEA | NW_Ext_Tx_Wind | NA | 2024 | 7 | 5.2254 | CONFIDENTIAL | CONFIDENTIAL | planned_new |  | CONFIDENTIAL | CONFIDENTIAL | CAISO_Wind | 0 | wind_low_cf | wind_low_cf_2024_7 | 26.48% | 1 | CONFIDENTIAL | CONFIDENTIAL | ok | new_resolve | 1 | 0 | NW_Ext_Tx_Wind_NA_CONFIDENTIAL | 0 | 0 | 1 | 1 | 1 | 0 | 1 | 0 | 1 | 1
PCEA | NW_Ext_Tx_Wind | NA | 2024 | 8 | 5.4771 | CONFIDENTIAL | CONFIDENTIAL | planned_new |  | CONFIDENTIAL | CONFIDENTIAL | CAISO_Wind | 0 | wind_low_cf | wind_low_cf_2024_8 | 24.17% | 1 | CONFIDENTIAL | CONFIDENTIAL | ok | new_resolve | 1 | 0 | NW_Ext_Tx_Wind_NA_CONFIDENTIAL | 0 | 0 | 1 | 1 | 1 | 0 | 1 | 0 | 1 | 1
PCEA | NW_Ext_Tx_Wind | NA | 2024 | 9 | 5.7789 | CONFIDENTIAL | CONFIDENTIAL | planned_new |  | CONFIDENTIAL | CONFIDENTIAL | CAISO_Wind | 0 | wind_low_cf | wind_low_cf_2024_9 | 17.27% | 1 | CONFIDENTIAL | CONFIDENTIAL | ok | new_resolve | 1 | 0 | NW_Ext_Tx_Wind_NA_CONFIDENTIAL | 0 | 0 | 1 | 1 | 1 | 0 | 1 | 0 | 1 | 1
PCEA | NW_Ext_Tx_Wind | NA | 2024 | 10 | 7.4962 | CONFIDENTIAL | CONFIDENTIAL | planned_new |  | CONFIDENTIAL | CONFIDENTIAL | CAISO_Wind | 0 | wind_low_cf | wind_low_cf_2024_10 | 9.209% | 1 | CONFIDENTIAL | CONFIDENTIAL | ok | new_resolve | 1 | 0 | NW_Ext_Tx_Wind_NA_CONFIDENTIAL | 0 | 0 | 1 | 1 | 1 | 0 | 1 | 0 | 1 | 1
PCEA | NW_Ext_Tx_Wind | NA | 2024 | 11 | 5.3432 | CONFIDENTIAL | CONFIDENTIAL | planned_new |  | CONFIDENTIAL | CONFIDENTIAL | CAISO_Wind | 0 | wind_low_cf | wind_low_cf_2024_11 | 13.81% | 1 | CONFIDENTIAL | CONFIDENTIAL | ok | new_resolve | 1 | 0 | NW_Ext_Tx_Wind_NA_CONFIDENTIAL | 0 | 0 | 1 | 1 | 1 | 0 | 1 | 0 | 1 | 1
PCEA | NW_Ext_Tx_Wind | NA | 2024 | 12 | 10.9034 | CONFIDENTIAL | CONFIDENTIAL | planned_new |  | CONFIDENTIAL | CONFIDENTIAL | CAISO_Wind | 0 | wind_low_cf | wind_low_cf_2024_12 | 14.96% | 1 | CONFIDENTIAL | CONFIDENTIAL | ok | new_resolve | 1 | 0 | NW_Ext_Tx_Wind_NA_CONFIDENTIAL | 0 | 0 | 1 | 1 | 1 | 0 | 1 | 0 | 1 | 1
PCEA | NW_Ext_Tx_Wind | NA | 2025 | 1 | 7.178 | CONFIDENTIAL | CONFIDENTIAL | planned_new |  | CONFIDENTIAL | CONFIDENTIAL | CAISO_Wind | 0 | wind_low_cf | wind_low_cf_2025_1 | 18.23% | 1 | CONFIDENTIAL | CONFIDENTIAL | ok | new_resolve | 1 | 0 | NW_Ext_Tx_Wind_NA_CONFIDENTIAL | 0 | 0 | 1 | 1 | 1 | 0 | 1 | 0 | 1 | 1
PCEA | NW_Ext_Tx_Wind | NA | 2025 | 2 | 7.7552 | CONFIDENTIAL | CONFIDENTIAL | planned_new |  | CONFIDENTIAL | CONFIDENTIAL | CAISO_Wind | 0 | wind_low_cf | wind_low_cf_2025_2 | 15.63% | 1 | CONFIDENTIAL | CONFIDENTIAL | ok | new_resolve | 1 | 0 | NW_Ext_Tx_Wind_NA_CONFIDENTIAL | 0 | 0 | 1 | 1 | 1 | 0 | 1 | 0 | 1 | 1
PCEA | NW_Ext_Tx_Wind | NA | 2025 | 3 | 7.8396 | CONFIDENTIAL | CONFIDENTIAL | planned_new |  | CONFIDENTIAL | CONFIDENTIAL | CAISO_Wind | 0 | wind_low_cf | wind_low_cf_2025_3 | 36.46% | 1 | CONFIDENTIAL | CONFIDENTIAL | ok | new_resolve | 1 | 0 | NW_Ext_Tx_Wind_NA_CONFIDENTIAL | 0 | 0 | 1 | 1 | 1 | 0 | 1 | 0 | 1 | 1
PCEA | NW_Ext_Tx_Wind | NA | 2025 | 4 | 6.9622 | CONFIDENTIAL | CONFIDENTIAL | planned_new |  | CONFIDENTIAL | CONFIDENTIAL | CAISO_Wind | 0 | wind_low_cf | wind_low_cf_2025_4 | 32.56% | 1 | CONFIDENTIAL | CONFIDENTIAL | ok | new_resolve | 1 | 0 | NW_Ext_Tx_Wind_NA_CONFIDENTIAL | 0 | 0 | 1 | 1 | 1 | 0 | 1 | 0 | 1 | 1
PCEA | NW_Ext_Tx_Wind | NA | 2025 | 5 | 6.4223 | CONFIDENTIAL | CONFIDENTIAL | planned_new |  | CONFIDENTIAL | CONFIDENTIAL | CAISO_Wind | 0 | wind_low_cf | wind_low_cf_2025_5 | 32.56% | 1 | CONFIDENTIAL | CONFIDENTIAL | ok | new_resolve | 1 | 0 | NW_Ext_Tx_Wind_NA_CONFIDENTIAL | 0 | 0 | 1 | 1 | 1 | 0 | 1 | 0 | 1 | 1
PCEA | NW_Ext_Tx_Wind | NA | 2025 | 6 | 7.5163 | CONFIDENTIAL | CONFIDENTIAL | planned_new |  | CONFIDENTIAL | CONFIDENTIAL | CAISO_Wind | 0 | wind_low_cf | wind_low_cf_2025_6 | 42.98% | 1 | CONFIDENTIAL | CONFIDENTIAL | ok | new_resolve | 1 | 0 | NW_Ext_Tx_Wind_NA_CONFIDENTIAL | 0 | 0 | 1 | 1 | 1 | 0 | 1 | 0 | 1 | 1
PCEA | NW_Ext_Tx_Wind | NA | 2025 | 7 | 5.3389 | CONFIDENTIAL | CONFIDENTIAL | planned_new |  | CONFIDENTIAL | CONFIDENTIAL | CAISO_Wind | 0 | wind_low_cf | wind_low_cf_2025_7 | 29.95% | 1 | CONFIDENTIAL | CONFIDENTIAL | ok | new_resolve | 1 | 0 | NW_Ext_Tx_Wind_NA_CONFIDENTIAL | 0 | 0 | 1 | 1 | 1 | 0 | 1 | 0 | 1 | 1
PCEA | NW_Ext_Tx_Wind | NA | 2025 | 8 | 5.5959 | CONFIDENTIAL | CONFIDENTIAL | planned_new |  | CONFIDENTIAL | CONFIDENTIAL | CAISO_Wind | 0 | wind_low_cf | wind_low_cf_2025_8 | 27.35% | 1 | CONFIDENTIAL | CONFIDENTIAL | ok | new_resolve | 1 | 0 | NW_Ext_Tx_Wind_NA_CONFIDENTIAL | 0 | 0 | 1 | 1 | 1 | 0 | 1 | 0 | 1 | 1
PCEA | NW_Ext_Tx_Wind | NA | 2025 | 9 | 5.9043 | CONFIDENTIAL | CONFIDENTIAL | planned_new |  | CONFIDENTIAL | CONFIDENTIAL | CAISO_Wind | 0 | wind_low_cf | wind_low_cf_2025_9 | 19.53% | 1 | CONFIDENTIAL | CONFIDENTIAL | ok | new_resolve | 1 | 0 | NW_Ext_Tx_Wind_NA_CONFIDENTIAL | 0 | 0 | 1 | 1 | 1 | 0 | 1 | 0 | 1 | 1
PCEA | NW_Ext_Tx_Wind | NA | 2025 | 10 | 7.6589 | CONFIDENTIAL | CONFIDENTIAL | planned_new |  | CONFIDENTIAL | CONFIDENTIAL | CAISO_Wind | 0 | wind_low_cf | wind_low_cf_2025_10 | 10.42% | 1 | CONFIDENTIAL | CONFIDENTIAL | ok | new_resolve | 1 | 0 | NW_Ext_Tx_Wind_NA_CONFIDENTIAL | 0 | 0 | 1 | 1 | 1 | 0 | 1 | 0 | 1 | 1
PCEA | NW_Ext_Tx_Wind | NA | 2025 | 11 | 5.4592 | CONFIDENTIAL | CONFIDENTIAL | planned_new |  | CONFIDENTIAL | CONFIDENTIAL | CAISO_Wind | 0 | wind_low_cf | wind_low_cf_2025_11 | 15.63% | 1 | CONFIDENTIAL | CONFIDENTIAL | ok | new_resolve | 1 | 0 | NW_Ext_Tx_Wind_NA_CONFIDENTIAL | 0 | 0 | 1 | 1 | 1 | 0 | 1 | 0 | 1 | 1
PCEA | NW_Ext_Tx_Wind | NA | 2025 | 12 | 11.1401 | CONFIDENTIAL | CONFIDENTIAL | planned_new |  | CONFIDENTIAL | CONFIDENTIAL | CAISO_Wind | 0 | wind_low_cf | wind_low_cf_2025_12 | 16.93% | 1 | CONFIDENTIAL | CONFIDENTIAL | ok | new_resolve | 1 | 0 | NW_Ext_Tx_Wind_NA_CONFIDENTIAL | 0 | 0 | 1 | 1 | 1 | 0 | 1 | 0 | 1 | 1
PCEA | NW_Ext_Tx_Wind | NA | 2026 | 1 | 7.178 | CONFIDENTIAL | CONFIDENTIAL | planned_new |  | CONFIDENTIAL | CONFIDENTIAL | CAISO_Wind | 0 | wind_low_cf | wind_low_cf_2026_1 | 20.35% | 1 | CONFIDENTIAL | CONFIDENTIAL | ok | new_resolve | 1 | 0 | NW_Ext_Tx_Wind_NA_CONFIDENTIAL | 0 | 0 | 1 | 1 | 1 | 0 | 1 | 0 | 1 | 1
PCEA | NW_Ext_Tx_Wind | NA | 2026 | 2 | 7.7552 | CONFIDENTIAL | CONFIDENTIAL | planned_new |  | CONFIDENTIAL | CONFIDENTIAL | CAISO_Wind | 0 | wind_low_cf | wind_low_cf_2026_2 | 17.44% | 1 | CONFIDENTIAL | CONFIDENTIAL | ok | new_resolve | 1 | 0 | NW_Ext_Tx_Wind_NA_CONFIDENTIAL | 0 | 0 | 1 | 1 | 1 | 0 | 1 | 0 | 1 | 1
PCEA | NW_Ext_Tx_Wind | NA | 2026 | 3 | 7.8396 | CONFIDENTIAL | CONFIDENTIAL | planned_new |  | CONFIDENTIAL | CONFIDENTIAL | CAISO_Wind | 0 | wind_low_cf | wind_low_cf_2026_3 | 40.7% | 1 | CONFIDENTIAL | CONFIDENTIAL | ok | new_resolve | 1 | 0 | NW_Ext_Tx_Wind_NA_CONFIDENTIAL | 0 | 0 | 1 | 1 | 1 | 0 | 1 | 0 | 1 | 1
PCEA | NW_Ext_Tx_Wind | NA | 2026 | 4 | 6.9622 | CONFIDENTIAL | CONFIDENTIAL | planned_new |  | CONFIDENTIAL | CONFIDENTIAL | CAISO_Wind | 0 | wind_low_cf | wind_low_cf_2026_4 | 36.34% | 1 | CONFIDENTIAL | CONFIDENTIAL | ok | new_resolve | 1 | 0 | NW_Ext_Tx_Wind_NA_CONFIDENTIAL | 0 | 0 | 1 | 1 | 1 | 0 | 1 | 0 | 1 | 1
PCEA | NW_Ext_Tx_Wind | NA | 2026 | 5 | 6.4223 | CONFIDENTIAL | CONFIDENTIAL | planned_new |  | CONFIDENTIAL | CONFIDENTIAL | CAISO_Wind | 0 | wind_low_cf | wind_low_cf_2026_5 | 36.34% | 1 | CONFIDENTIAL | CONFIDENTIAL | ok | new_resolve | 1 | 0 | NW_Ext_Tx_Wind_NA_CONFIDENTIAL | 0 | 0 | 1 | 1 | 1 | 0 | 1 | 0 | 1 | 1
PCEA | NW_Ext_Tx_Wind | NA | 2026 | 6 | 7.5163 | CONFIDENTIAL | CONFIDENTIAL | planned_new |  | CONFIDENTIAL | CONFIDENTIAL | CAISO_Wind | 0 | wind_low_cf | wind_low_cf_2026_6 | 47.96% | 1 | CONFIDENTIAL | CONFIDENTIAL | ok | new_resolve | 1 | 0 | NW_Ext_Tx_Wind_NA_CONFIDENTIAL | 0 | 0 | 1 | 1 | 1 | 0 | 1 | 0 | 1 | 1
PCEA | NW_Ext_Tx_Wind | NA | 2026 | 7 | 5.3389 | CONFIDENTIAL | CONFIDENTIAL | planned_new |  | CONFIDENTIAL | CONFIDENTIAL | CAISO_Wind | 0 | wind_low_cf | wind_low_cf_2026_7 | 33.43% | 1 | CONFIDENTIAL | CONFIDENTIAL | ok | new_resolve | 1 | 0 | NW_Ext_Tx_Wind_NA_CONFIDENTIAL | 0 | 0 | 1 | 1 | 1 | 0 | 1 | 0 | 1 | 1
PCEA | NW_Ext_Tx_Wind | NA | 2026 | 8 | 5.5959 | CONFIDENTIAL | CONFIDENTIAL | planned_new |  | CONFIDENTIAL | CONFIDENTIAL | CAISO_Wind | 0 | wind_low_cf | wind_low_cf_2026_8 | 30.52% | 1 | CONFIDENTIAL | CONFIDENTIAL | ok | new_resolve | 1 | 0 | NW_Ext_Tx_Wind_NA_CONFIDENTIAL | 0 | 0 | 1 | 1 | 1 | 0 | 1 | 0 | 1 | 1
PCEA | NW_Ext_Tx_Wind | NA | 2026 | 9 | 5.9043 | CONFIDENTIAL | CONFIDENTIAL | planned_new |  | CONFIDENTIAL | CONFIDENTIAL | CAISO_Wind | 0 | wind_low_cf | wind_low_cf_2026_9 | 21.8% | 1 | CONFIDENTIAL | CONFIDENTIAL | ok | new_resolve | 1 | 0 | NW_Ext_Tx_Wind_NA_CONFIDENTIAL | 0 | 0 | 1 | 1 | 1 | 0 | 1 | 0 | 1 | 1
PCEA | NW_Ext_Tx_Wind | NA | 2026 | 10 | 7.6589 | CONFIDENTIAL | CONFIDENTIAL | planned_new |  | CONFIDENTIAL | CONFIDENTIAL | CAISO_Wind | 0 | wind_low_cf | wind_low_cf_2026_10 | 11.63% | 1 | CONFIDENTIAL | CONFIDENTIAL | ok | new_resolve | 1 | 0 | NW_Ext_Tx_Wind_NA_CONFIDENTIAL | 0 | 0 | 1 | 1 | 1 | 0 | 1 | 0 | 1 | 1
PCEA | NW_Ext_Tx_Wind | NA | 2026 | 11 | 5.4592 | CONFIDENTIAL | CONFIDENTIAL | planned_new |  | CONFIDENTIAL | CONFIDENTIAL | CAISO_Wind | 0 | wind_low_cf | wind_low_cf_2026_11 | 17.44% | 1 | CONFIDENTIAL | CONFIDENTIAL | ok | new_resolve | 1 | 0 | NW_Ext_Tx_Wind_NA_CONFIDENTIAL | 0 | 0 | 1 | 1 | 1 | 0 | 1 | 0 | 1 | 1
PCEA | NW_Ext_Tx_Wind | NA | 2026 | 12 | 11.1401 | CONFIDENTIAL | CONFIDENTIAL | planned_new |  | CONFIDENTIAL | CONFIDENTIAL | CAISO_Wind | 0 | wind_low_cf | wind_low_cf_2026_12 | 18.89% | 1 | CONFIDENTIAL | CONFIDENTIAL | ok | new_resolve | 1 | 0 | NW_Ext_Tx_Wind_NA_CONFIDENTIAL | 0 | 0 | 1 | 1 | 1 | 0 | 1 | 0 | 1 | 1
PCEA | NW_Ext_Tx_Wind | NA | 2027 | 1 | 7.178 | CONFIDENTIAL | CONFIDENTIAL | planned_new |  | CONFIDENTIAL | CONFIDENTIAL | CAISO_Wind | 0 | wind_low_cf | wind_low_cf_2027_1 | 20.32% | 1 | CONFIDENTIAL | CONFIDENTIAL | ok | new_resolve | 1 | 0 | NW_Ext_Tx_Wind_NA_CONFIDENTIAL | 0 | 0 | 1 | 1 | 1 | 0 | 1 | 0 | 1 | 1
PCEA | NW_Ext_Tx_Wind | NA | 2027 | 2 | 7.7552 | CONFIDENTIAL | CONFIDENTIAL | planned_new |  | CONFIDENTIAL | CONFIDENTIAL | CAISO_Wind | 0 | wind_low_cf | wind_low_cf_2027_2 | 17.42% | 1 | CONFIDENTIAL | CONFIDENTIAL | ok | new_resolve | 1 | 0 | NW_Ext_Tx_Wind_NA_CONFIDENTIAL | 0 | 0 | 1 | 1 | 1 | 0 | 1 | 0 | 1 | 1
PCEA | NW_Ext_Tx_Wind | NA | 2027 | 3 | 7.8396 | CONFIDENTIAL | CONFIDENTIAL | planned_new |  | CONFIDENTIAL | CONFIDENTIAL | CAISO_Wind | 0 | wind_low_cf | wind_low_cf_2027_3 | 40.65% | 1 | CONFIDENTIAL | CONFIDENTIAL | ok | new_resolve | 1 | 0 | NW_Ext_Tx_Wind_NA_CONFIDENTIAL | 0 | 0 | 1 | 1 | 1 | 0 | 1 | 0 | 1 | 1
PCEA | NW_Ext_Tx_Wind | NA | 2027 | 4 | 6.9622 | CONFIDENTIAL | CONFIDENTIAL | planned_new |  | CONFIDENTIAL | CONFIDENTIAL | CAISO_Wind | 0 | wind_low_cf | wind_low_cf_2027_4 | 36.29% | 1 | CONFIDENTIAL | CONFIDENTIAL | ok | new_resolve | 1 | 0 | NW_Ext_Tx_Wind_NA_CONFIDENTIAL | 0 | 0 | 1 | 1 | 1 | 0 | 1 | 0 | 1 | 1
PCEA | NW_Ext_Tx_Wind | NA | 2027 | 5 | 6.4223 | CONFIDENTIAL | CONFIDENTIAL | planned_new |  | CONFIDENTIAL | CONFIDENTIAL | CAISO_Wind | 0 | wind_low_cf | wind_low_cf_2027_5 | 36.29% | 1 | CONFIDENTIAL | CONFIDENTIAL | ok | new_resolve | 1 | 0 | NW_Ext_Tx_Wind_NA_CONFIDENTIAL | 0 | 0 | 1 | 1 | 1 | 0 | 1 | 0 | 1 | 1
PCEA | NW_Ext_Tx_Wind | NA | 2027 | 6 | 7.5163 | CONFIDENTIAL | CONFIDENTIAL | planned_new |  | CONFIDENTIAL | CONFIDENTIAL | CAISO_Wind | 0 | wind_low_cf | wind_low_cf_2027_6 | 47.9% | 1 | CONFIDENTIAL | CONFIDENTIAL | ok | new_resolve | 1 | 0 | NW_Ext_Tx_Wind_NA_CONFIDENTIAL | 0 | 0 | 1 | 1 | 1 | 0 | 1 | 0 | 1 | 1
PCEA | NW_Ext_Tx_Wind | NA | 2027 | 7 | 5.3389 | CONFIDENTIAL | CONFIDENTIAL | planned_new |  | CONFIDENTIAL | CONFIDENTIAL | CAISO_Wind | 0 | wind_low_cf | wind_low_cf_2027_7 | 33.39% | 1 | CONFIDENTIAL | CONFIDENTIAL | ok | new_resolve | 1 | 0 | NW_Ext_Tx_Wind_NA_CONFIDENTIAL | 0 | 0 | 1 | 1 | 1 | 0 | 1 | 0 | 1 | 1
PCEA | NW_Ext_Tx_Wind | NA | 2027 | 8 | 5.5959 | CONFIDENTIAL | CONFIDENTIAL | planned_new |  | CONFIDENTIAL | CONFIDENTIAL | CAISO_Wind | 0 | wind_low_cf | wind_low_cf_2027_8 | 30.48% | 1 | CONFIDENTIAL | CONFIDENTIAL | ok | new_resolve | 1 | 0 | NW_Ext_Tx_Wind_NA_CONFIDENTIAL | 0 | 0 | 1 | 1 | 1 | 0 | 1 | 0 | 1 | 1
PCEA | NW_Ext_Tx_Wind | NA | 2027 | 9 | 5.9043 | CONFIDENTIAL | CONFIDENTIAL | planned_new |  | CONFIDENTIAL | CONFIDENTIAL | CAISO_Wind | 0 | wind_low_cf | wind_low_cf_2027_9 | 21.77% | 1 | CONFIDENTIAL | CONFIDENTIAL | ok | new_resolve | 1 | 0 | NW_Ext_Tx_Wind_NA_CONFIDENTIAL | 0 | 0 | 1 | 1 | 1 | 0 | 1 | 0 | 1 | 1
PCEA | NW_Ext_Tx_Wind | NA | 2027 | 10 | 7.6589 | CONFIDENTIAL | CONFIDENTIAL | planned_new |  | CONFIDENTIAL | CONFIDENTIAL | CAISO_Wind | 0 | wind_low_cf | wind_low_cf_2027_10 | 11.61% | 1 | CONFIDENTIAL | CONFIDENTIAL | ok | new_resolve | 1 | 0 | NW_Ext_Tx_Wind_NA_CONFIDENTIAL | 0 | 0 | 1 | 1 | 1 | 0 | 1 | 0 | 1 | 1
PCEA | NW_Ext_Tx_Wind | NA | 2027 | 11 | 5.4592 | CONFIDENTIAL | CONFIDENTIAL | planned_new |  | CONFIDENTIAL | CONFIDENTIAL | CAISO_Wind | 0 | wind_low_cf | wind_low_cf_2027_11 | 17.42% | 1 | CONFIDENTIAL | CONFIDENTIAL | ok | new_resolve | 1 | 0 | NW_Ext_Tx_Wind_NA_CONFIDENTIAL | 0 | 0 | 1 | 1 | 1 | 0 | 1 | 0 | 1 | 1
PCEA | NW_Ext_Tx_Wind | NA | 2027 | 12 | 11.1401 | CONFIDENTIAL | CONFIDENTIAL | planned_new |  | CONFIDENTIAL | CONFIDENTIAL | CAISO_Wind | 0 | wind_low_cf | wind_low_cf_2027_12 | 18.87% | 1 | CONFIDENTIAL | CONFIDENTIAL | ok | new_resolve | 1 | 0 | NW_Ext_Tx_Wind_NA_CONFIDENTIAL | 0 | 0 | 1 | 1 | 1 | 0 | 1 | 0 | 1 | 1
PCEA | NW_Ext_Tx_Wind | NA | 2028 | 1 | 7.178 | CONFIDENTIAL | CONFIDENTIAL | planned_new |  | CONFIDENTIAL | CONFIDENTIAL | CAISO_Wind | 0 | wind_low_cf | wind_low_cf_2028_1 | 20.3% | 1 | CONFIDENTIAL | CONFIDENTIAL | ok | new_resolve | 1 | 0 | NW_Ext_Tx_Wind_NA_CONFIDENTIAL | 0 | 0 | 1 | 1 | 1 | 0 | 1 | 0 | 1 | 1
PCEA | NW_Ext_Tx_Wind | NA | 2028 | 2 | 7.7552 | CONFIDENTIAL | CONFIDENTIAL | planned_new |  | CONFIDENTIAL | CONFIDENTIAL | CAISO_Wind | 0 | wind_low_cf | wind_low_cf_2028_2 | 17.4% | 1 | CONFIDENTIAL | CONFIDENTIAL | ok | new_resolve | 1 | 0 | NW_Ext_Tx_Wind_NA_CONFIDENTIAL | 0 | 0 | 1 | 1 | 1 | 0 | 1 | 0 | 1 | 1
PCEA | NW_Ext_Tx_Wind | NA | 2028 | 3 | 7.8396 | CONFIDENTIAL | CONFIDENTIAL | planned_new |  | CONFIDENTIAL | CONFIDENTIAL | CAISO_Wind | 0 | wind_low_cf | wind_low_cf_2028_3 | 40.59% | 1 | CONFIDENTIAL | CONFIDENTIAL | ok | new_resolve | 1 | 0 | NW_Ext_Tx_Wind_NA_CONFIDENTIAL | 0 | 0 | 1 | 1 | 1 | 0 | 1 | 0 | 1 | 1
PCEA | NW_Ext_Tx_Wind | NA | 2028 | 4 | 6.9622 | CONFIDENTIAL | CONFIDENTIAL | planned_new |  | CONFIDENTIAL | CONFIDENTIAL | CAISO_Wind | 0 | wind_low_cf | wind_low_cf_2028_4 | 36.25% | 1 | CONFIDENTIAL | CONFIDENTIAL | ok | new_resolve | 1 | 0 | NW_Ext_Tx_Wind_NA_CONFIDENTIAL | 0 | 0 | 1 | 1 | 1 | 0 | 1 | 0 | 1 | 1
PCEA | NW_Ext_Tx_Wind | NA | 2028 | 5 | 6.4223 | CONFIDENTIAL | CONFIDENTIAL | planned_new |  | CONFIDENTIAL | CONFIDENTIAL | CAISO_Wind | 0 | wind_low_cf | wind_low_cf_2028_5 | 36.25% | 1 | CONFIDENTIAL | CONFIDENTIAL | ok | new_resolve | 1 | 0 | NW_Ext_Tx_Wind_NA_CONFIDENTIAL | 0 | 0 | 1 | 1 | 1 | 0 | 1 | 0 | 1 | 1
PCEA | NW_Ext_Tx_Wind | NA | 2028 | 6 | 7.5163 | CONFIDENTIAL | CONFIDENTIAL | planned_new |  | CONFIDENTIAL | CONFIDENTIAL | CAISO_Wind | 0 | wind_low_cf | wind_low_cf_2028_6 | 47.84% | 1 | CONFIDENTIAL | CONFIDENTIAL | ok | new_resolve | 1 | 0 | NW_Ext_Tx_Wind_NA_CONFIDENTIAL | 0 | 0 | 1 | 1 | 1 | 0 | 1 | 0 | 1 | 1
PCEA | NW_Ext_Tx_Wind | NA | 2028 | 7 | 5.3389 | CONFIDENTIAL | CONFIDENTIAL | planned_new |  | CONFIDENTIAL | CONFIDENTIAL | CAISO_Wind | 0 | wind_low_cf | wind_low_cf_2028_7 | 33.35% | 1 | CONFIDENTIAL | CONFIDENTIAL | ok | new_resolve | 1 | 0 | NW_Ext_Tx_Wind_NA_CONFIDENTIAL | 0 | 0 | 1 | 1 | 1 | 0 | 1 | 0 | 1 | 1
PCEA | NW_Ext_Tx_Wind | NA | 2028 | 8 | 5.5959 | CONFIDENTIAL | CONFIDENTIAL | planned_new |  | CONFIDENTIAL | CONFIDENTIAL | CAISO_Wind | 0 | wind_low_cf | wind_low_cf_2028_8 | 30.45% | 1 | CONFIDENTIAL | CONFIDENTIAL | ok | new_resolve | 1 | 0 | NW_Ext_Tx_Wind_NA_CONFIDENTIAL | 0 | 0 | 1 | 1 | 1 | 0 | 1 | 0 | 1 | 1
PCEA | NW_Ext_Tx_Wind | NA | 2028 | 9 | 5.9043 | CONFIDENTIAL | CONFIDENTIAL | planned_new |  | CONFIDENTIAL | CONFIDENTIAL | CAISO_Wind | 0 | wind_low_cf | wind_low_cf_2028_9 | 21.75% | 1 | CONFIDENTIAL | CONFIDENTIAL | ok | new_resolve | 1 | 0 | NW_Ext_Tx_Wind_NA_CONFIDENTIAL | 0 | 0 | 1 | 1 | 1 | 0 | 1 | 0 | 1 | 1
PCEA | NW_Ext_Tx_Wind | NA | 2028 | 10 | 7.6589 | CONFIDENTIAL | CONFIDENTIAL | planned_new |  | CONFIDENTIAL | CONFIDENTIAL | CAISO_Wind | 0 | wind_low_cf | wind_low_cf_2028_10 | 11.6% | 1 | CONFIDENTIAL | CONFIDENTIAL | ok | new_resolve | 1 | 0 | NW_Ext_Tx_Wind_NA_CONFIDENTIAL | 0 | 0 | 1 | 1 | 1 | 0 | 1 | 0 | 1 | 1
PCEA | NW_Ext_Tx_Wind | NA | 2028 | 11 | 5.4592 | CONFIDENTIAL | CONFIDENTIAL | planned_new |  | CONFIDENTIAL | CONFIDENTIAL | CAISO_Wind | 0 | wind_low_cf | wind_low_cf_2028_11 | 17.4% | 1 | CONFIDENTIAL | CONFIDENTIAL | ok | new_resolve | 1 | 0 | NW_Ext_Tx_Wind_NA_CONFIDENTIAL | 0 | 0 | 1 | 1 | 1 | 0 | 1 | 0 | 1 | 1
PCEA | NW_Ext_Tx_Wind | NA | 2028 | 12 | 11.1401 | CONFIDENTIAL | CONFIDENTIAL | planned_new |  | CONFIDENTIAL | CONFIDENTIAL | CAISO_Wind | 0 | wind_low_cf | wind_low_cf_2028_12 | 18.85% | 1 | CONFIDENTIAL | CONFIDENTIAL | ok | new_resolve | 1 | 0 | NW_Ext_Tx_Wind_NA_CONFIDENTIAL | 0 | 0 | 1 | 1 | 1 | 0 | 1 | 0 | 1 | 1
PCEA | NW_Ext_Tx_Wind | NA | 2029 | 1 | 7.178 | CONFIDENTIAL | CONFIDENTIAL | planned_new |  | CONFIDENTIAL | CONFIDENTIAL | CAISO_Wind | 0 | wind_low_cf | wind_low_cf_2029_1 | 20.27% | 1 | CONFIDENTIAL | CONFIDENTIAL | ok | new_resolve | 1 | 0 | NW_Ext_Tx_Wind_NA_CONFIDENTIAL | 0 | 0 | 1 | 1 | 1 | 0 | 1 | 0 | 1 | 1
PCEA | NW_Ext_Tx_Wind | NA | 2029 | 2 | 7.7552 | CONFIDENTIAL | CONFIDENTIAL | planned_new |  | CONFIDENTIAL | CONFIDENTIAL | CAISO_Wind | 0 | wind_low_cf | wind_low_cf_2029_2 | 17.38% | 1 | CONFIDENTIAL | CONFIDENTIAL | ok | new_resolve | 1 | 0 | NW_Ext_Tx_Wind_NA_CONFIDENTIAL | 0 | 0 | 1 | 1 | 1 | 0 | 1 | 0 | 1 | 1
PCEA | NW_Ext_Tx_Wind | NA | 2029 | 3 | 7.8396 | CONFIDENTIAL | CONFIDENTIAL | planned_new |  | CONFIDENTIAL | CONFIDENTIAL | CAISO_Wind | 0 | wind_low_cf | wind_low_cf_2029_3 | 40.54% | 1 | CONFIDENTIAL | CONFIDENTIAL | ok | new_resolve | 1 | 0 | NW_Ext_Tx_Wind_NA_CONFIDENTIAL | 0 | 0 | 1 | 1 | 1 | 0 | 1 | 0 | 1 | 1
PCEA | NW_Ext_Tx_Wind | NA | 2029 | 4 | 6.9622 | CONFIDENTIAL | CONFIDENTIAL | planned_new |  | CONFIDENTIAL | CONFIDENTIAL | CAISO_Wind | 0 | wind_low_cf | wind_low_cf_2029_4 | 36.2% | 1 | CONFIDENTIAL | CONFIDENTIAL | ok | new_resolve | 1 | 0 | NW_Ext_Tx_Wind_NA_CONFIDENTIAL | 0 | 0 | 1 | 1 | 1 | 0 | 1 | 0 | 1 | 1
PCEA | NW_Ext_Tx_Wind | NA | 2029 | 5 | 6.4223 | CONFIDENTIAL | CONFIDENTIAL | planned_new |  | CONFIDENTIAL | CONFIDENTIAL | CAISO_Wind | 0 | wind_low_cf | wind_low_cf_2029_5 | 36.2% | 1 | CONFIDENTIAL | CONFIDENTIAL | ok | new_resolve | 1 | 0 | NW_Ext_Tx_Wind_NA_CONFIDENTIAL | 0 | 0 | 1 | 1 | 1 | 0 | 1 | 0 | 1 | 1
PCEA | NW_Ext_Tx_Wind | NA | 2029 | 6 | 7.5163 | CONFIDENTIAL | CONFIDENTIAL | planned_new |  | CONFIDENTIAL | CONFIDENTIAL | CAISO_Wind | 0 | wind_low_cf | wind_low_cf_2029_6 | 47.78% | 1 | CONFIDENTIAL | CONFIDENTIAL | ok | new_resolve | 1 | 0 | NW_Ext_Tx_Wind_NA_CONFIDENTIAL | 0 | 0 | 1 | 1 | 1 | 0 | 1 | 0 | 1 | 1
PCEA | NW_Ext_Tx_Wind | NA | 2029 | 7 | 5.3389 | CONFIDENTIAL | CONFIDENTIAL | planned_new |  | CONFIDENTIAL | CONFIDENTIAL | CAISO_Wind | 0 | wind_low_cf | wind_low_cf_2029_7 | 33.3% | 1 | CONFIDENTIAL | CONFIDENTIAL | ok | new_resolve | 1 | 0 | NW_Ext_Tx_Wind_NA_CONFIDENTIAL | 0 | 0 | 1 | 1 | 1 | 0 | 1 | 0 | 1 | 1
PCEA | NW_Ext_Tx_Wind | NA | 2029 | 8 | 5.5959 | CONFIDENTIAL | CONFIDENTIAL | planned_new |  | CONFIDENTIAL | CONFIDENTIAL | CAISO_Wind | 0 | wind_low_cf | wind_low_cf_2029_8 | 30.41% | 1 | CONFIDENTIAL | CONFIDENTIAL | ok | new_resolve | 1 | 0 | NW_Ext_Tx_Wind_NA_CONFIDENTIAL | 0 | 0 | 1 | 1 | 1 | 0 | 1 | 0 | 1 | 1
PCEA | NW_Ext_Tx_Wind | NA | 2029 | 9 | 5.9043 | CONFIDENTIAL | CONFIDENTIAL | planned_new |  | CONFIDENTIAL | CONFIDENTIAL | CAISO_Wind | 0 | wind_low_cf | wind_low_cf_2029_9 | 21.72% | 1 | CONFIDENTIAL | CONFIDENTIAL | ok | new_resolve | 1 | 0 | NW_Ext_Tx_Wind_NA_CONFIDENTIAL | 0 | 0 | 1 | 1 | 1 | 0 | 1 | 0 | 1 | 1
PCEA | NW_Ext_Tx_Wind | NA | 2029 | 10 | 7.6589 | CONFIDENTIAL | CONFIDENTIAL | planned_new |  | CONFIDENTIAL | CONFIDENTIAL | CAISO_Wind | 0 | wind_low_cf | wind_low_cf_2029_10 | 11.58% | 1 | CONFIDENTIAL | CONFIDENTIAL | ok | new_resolve | 1 | 0 | NW_Ext_Tx_Wind_NA_CONFIDENTIAL | 0 | 0 | 1 | 1 | 1 | 0 | 1 | 0 | 1 | 1
PCEA | NW_Ext_Tx_Wind | NA | 2029 | 11 | 5.4592 | CONFIDENTIAL | CONFIDENTIAL | planned_new |  | CONFIDENTIAL | CONFIDENTIAL | CAISO_Wind | 0 | wind_low_cf | wind_low_cf_2029_11 | 17.38% | 1 | CONFIDENTIAL | CONFIDENTIAL | ok | new_resolve | 1 | 0 | NW_Ext_Tx_Wind_NA_CONFIDENTIAL | 0 | 0 | 1 | 1 | 1 | 0 | 1 | 0 | 1 | 1
PCEA | NW_Ext_Tx_Wind | NA | 2029 | 12 | 11.1401 | CONFIDENTIAL | CONFIDENTIAL | planned_new |  | CONFIDENTIAL | CONFIDENTIAL | CAISO_Wind | 0 | wind_low_cf | wind_low_cf_2029_12 | 18.82% | 1 | CONFIDENTIAL | CONFIDENTIAL | ok | new_resolve | 1 | 0 | NW_Ext_Tx_Wind_NA_CONFIDENTIAL | 0 | 0 | 1 | 1 | 1 | 0 | 1 | 0 | 1 | 1
PCEA | NW_Ext_Tx_Wind | NA | 2030 | 1 | 7.178 | CONFIDENTIAL | CONFIDENTIAL | planned_new |  | CONFIDENTIAL | CONFIDENTIAL | CAISO_Wind | 0 | wind_low_cf | wind_low_cf_2030_1 | 20.25% | 1 | CONFIDENTIAL | CONFIDENTIAL | ok | new_resolve | 1 | 0 | NW_Ext_Tx_Wind_NA_CONFIDENTIAL | 0 | 0 | 1 | 1 | 1 | 0 | 1 | 0 | 1 | 1
PCEA | NW_Ext_Tx_Wind | NA | 2030 | 2 | 7.7552 | CONFIDENTIAL | CONFIDENTIAL | planned_new |  | CONFIDENTIAL | CONFIDENTIAL | CAISO_Wind | 0 | wind_low_cf | wind_low_cf_2030_2 | 17.35% | 1 | CONFIDENTIAL | CONFIDENTIAL | ok | new_resolve | 1 | 0 | NW_Ext_Tx_Wind_NA_CONFIDENTIAL | 0 | 0 | 1 | 1 | 1 | 0 | 1 | 0 | 1 | 1
PCEA | NW_Ext_Tx_Wind | NA | 2030 | 3 | 7.8396 | CONFIDENTIAL | CONFIDENTIAL | planned_new |  | CONFIDENTIAL | CONFIDENTIAL | CAISO_Wind | 0 | wind_low_cf | wind_low_cf_2030_3 | 40.49% | 1 | CONFIDENTIAL | CONFIDENTIAL | ok | new_resolve | 1 | 0 | NW_Ext_Tx_Wind_NA_CONFIDENTIAL | 0 | 0 | 1 | 1 | 1 | 0 | 1 | 0 | 1 | 1
PCEA | NW_Ext_Tx_Wind | NA | 2030 | 4 | 6.9622 | CONFIDENTIAL | CONFIDENTIAL | planned_new |  | CONFIDENTIAL | CONFIDENTIAL | CAISO_Wind | 0 | wind_low_cf | wind_low_cf_2030_4 | 36.15% | 1 | CONFIDENTIAL | CONFIDENTIAL | ok | new_resolve | 1 | 0 | NW_Ext_Tx_Wind_NA_CONFIDENTIAL | 0 | 0 | 1 | 1 | 1 | 0 | 1 | 0 | 1 | 1
PCEA | NW_Ext_Tx_Wind | NA | 2030 | 5 | 6.4223 | CONFIDENTIAL | CONFIDENTIAL | planned_new |  | CONFIDENTIAL | CONFIDENTIAL | CAISO_Wind | 0 | wind_low_cf | wind_low_cf_2030_5 | 36.15% | 1 | CONFIDENTIAL | CONFIDENTIAL | ok | new_resolve | 1 | 0 | NW_Ext_Tx_Wind_NA_CONFIDENTIAL | 0 | 0 | 1 | 1 | 1 | 0 | 1 | 0 | 1 | 1
PCEA | NW_Ext_Tx_Wind | NA | 2030 | 6 | 7.5163 | CONFIDENTIAL | CONFIDENTIAL | planned_new |  | CONFIDENTIAL | CONFIDENTIAL | CAISO_Wind | 0 | wind_low_cf | wind_low_cf_2030_6 | 47.72% | 1 | CONFIDENTIAL | CONFIDENTIAL | ok | new_resolve | 1 | 0 | NW_Ext_Tx_Wind_NA_CONFIDENTIAL | 0 | 0 | 1 | 1 | 1 | 0 | 1 | 0 | 1 | 1
PCEA | NW_Ext_Tx_Wind | NA | 2030 | 7 | 5.3389 | CONFIDENTIAL | CONFIDENTIAL | planned_new |  | CONFIDENTIAL | CONFIDENTIAL | CAISO_Wind | 0 | wind_low_cf | wind_low_cf_2030_7 | 33.26% | 1 | CONFIDENTIAL | CONFIDENTIAL | ok | new_resolve | 1 | 0 | NW_Ext_Tx_Wind_NA_CONFIDENTIAL | 0 | 0 | 1 | 1 | 1 | 0 | 1 | 0 | 1 | 1
PCEA | NW_Ext_Tx_Wind | NA | 2030 | 8 | 5.5959 | CONFIDENTIAL | CONFIDENTIAL | planned_new |  | CONFIDENTIAL | CONFIDENTIAL | CAISO_Wind | 0 | wind_low_cf | wind_low_cf_2030_8 | 30.37% | 1 | CONFIDENTIAL | CONFIDENTIAL | ok | new_resolve | 1 | 0 | NW_Ext_Tx_Wind_NA_CONFIDENTIAL | 0 | 0 | 1 | 1 | 1 | 0 | 1 | 0 | 1 | 1
PCEA | NW_Ext_Tx_Wind | NA | 2030 | 9 | 5.9043 | CONFIDENTIAL | CONFIDENTIAL | planned_new |  | CONFIDENTIAL | CONFIDENTIAL | CAISO_Wind | 0 | wind_low_cf | wind_low_cf_2030_9 | 21.69% | 1 | CONFIDENTIAL | CONFIDENTIAL | ok | new_resolve | 1 | 0 | NW_Ext_Tx_Wind_NA_CONFIDENTIAL | 0 | 0 | 1 | 1 | 1 | 0 | 1 | 0 | 1 | 1
PCEA | NW_Ext_Tx_Wind | NA | 2030 | 10 | 7.6589 | CONFIDENTIAL | CONFIDENTIAL | planned_new |  | CONFIDENTIAL | CONFIDENTIAL | CAISO_Wind | 0 | wind_low_cf | wind_low_cf_2030_10 | 11.57% | 1 | CONFIDENTIAL | CONFIDENTIAL | ok | new_resolve | 1 | 0 | NW_Ext_Tx_Wind_NA_CONFIDENTIAL | 0 | 0 | 1 | 1 | 1 | 0 | 1 | 0 | 1 | 1
PCEA | NW_Ext_Tx_Wind | NA | 2030 | 11 | 5.4592 | CONFIDENTIAL | CONFIDENTIAL | planned_new |  | CONFIDENTIAL | CONFIDENTIAL | CAISO_Wind | 0 | wind_low_cf | wind_low_cf_2030_11 | 17.35% | 1 | CONFIDENTIAL | CONFIDENTIAL | ok | new_resolve | 1 | 0 | NW_Ext_Tx_Wind_NA_CONFIDENTIAL | 0 | 0 | 1 | 1 | 1 | 0 | 1 | 0 | 1 | 1
PCEA | NW_Ext_Tx_Wind | NA | 2030 | 12 | 11.1401 | CONFIDENTIAL | CONFIDENTIAL | planned_new |  | CONFIDENTIAL | CONFIDENTIAL | CAISO_Wind | 0 | wind_low_cf | wind_low_cf_2030_12 | 18.8% | 1 | CONFIDENTIAL | CONFIDENTIAL | ok | new_resolve | 1 | 0 | NW_Ext_Tx_Wind_NA_CONFIDENTIAL | 0 | 0 | 1 | 1 | 1 | 0 | 1 | 0 | 1 | 1

## unique_contracts
resource_num | resource | note | resource_contract_note | online | online_date_for_new_resources | contract_execution_date | contract_start | contract_end | interconnection_queue_position | lse_owned | cam | is_incremental | incremental_explanation | viability_cod_reasonableness | viability_technical_feasibility | viability_resource_sufficiency | viability_financing | storage_max_discharge_mw | storage_depth_mwh | is_hybrid | hybrid_generator_mw | hybrid_combined_max_mw | hybrid_can_charge_from_grid | execution_year | execution_month | start_year | start_month | end_year | end_month | Test: Correct data type for lse_owned | Test: Correct data type for cam | Test:All data provided for hybrid | TEST: All data provided for contract | TEST: No fillmes | Max MW in September 2021 | NQC MW in September 2021 | Supply Side incremental NQC MW in September 2021 | Incremental energy-only NQC MW in September 2021 | Incremental demand-side resource not in IEPR demand forecast in September 2021 | find_position_of_adding | find_position_of_mw | Incremental MW added to existing resource September 2021 | 2021 | 9
1 | HATLOS_6_BWDHY1 | CONFIDENTIAL | HATLOS_6_BWDHY1_PCE40001_CONFIDENTIAL | 1 | ok | 2017-01-26 | 2017-03-09 | 2034-03-08 | N/A | 0 |  | 0 |  | ok | ok | ok | ok | [6 empty] | 2017 | 1 | 2017 | 3 | 2034 | 3 | 1 | 1 | 1 | 1 | 1 | CONFIDENTIAL | CONFIDENTIAL | CONFIDENTIAL | 0 | 0 | #VALUE! | #VALUE! | 0
2 | CLOVER_2_UNIT | CONFIDENTIAL | CLOVER_2_UNIT_PCE40004_CONFIDENTIAL | 1 | ok | 2018-01-26 | 2018-04-01 | 2033-03-31 | N/A | 0 |  | 0 |  | ok | ok | ok | ok | [6 empty] | 2018 | 1 | 2018 | 4 | 2033 | 3 | 1 | 1 | 1 | 1 | 1 | CONFIDENTIAL | CONFIDENTIAL | CONFIDENTIAL | 0 | 0 | #VALUE! | #VALUE! | 0
3 | COVERD_2_HCKHY1 | CONFIDENTIAL | COVERD_2_HCKHY1_PCE40002_CONFIDENTIAL | 1 | ok | 2017-01-26 | 2017-03-09 | 2037-03-08 | N/A | 0 |  | 0 |  | ok | ok | ok | ok | [6 empty] | 2017 | 1 | 2017 | 3 | 2037 | 3 | 1 | 1 | 1 | 1 | 1 | CONFIDENTIAL | CONFIDENTIAL | CONFIDENTIAL | 0 | 0 | #VALUE! | #VALUE! | 0
4 | COVERD_2_RCKHY1 | CONFIDENTIAL | COVERD_2_RCKHY1_PCE40003_CONFIDENTIAL | 1 | ok | 2017-01-26 | 2017-03-16 | 2034-03-15 | N/A | 0 |  | 0 |  | ok | ok | ok | ok | [6 empty] | 2017 | 1 | 2017 | 3 | 2034 | 3 | 1 | 1 | 1 | 1 | 1 | CONFIDENTIAL | CONFIDENTIAL | CONFIDENTIAL | 0 | 0 | #VALUE! | #VALUE! | 0
5 | WNDMAS_2_UNIT 1 | CONFIDENTIAL | WNDMAS_2_UNIT 1_PCE70001_CONFIDENTIAL | 1 | ok | 2017-03-23 | 2017-04-17 | 2022-04-16 | N/A | 0 |  | 0 |  | ok | ok | ok | ok | [6 empty] | 2017 | 3 | 2017 | 4 | 2022 | 4 | 1 | 1 | 1 | 1 | 1 | CONFIDENTIAL | CONFIDENTIAL | CONFIDENTIAL | 0 | 0 | #VALUE! | #VALUE! | 0
6 | BRDSLD_2_SHILO1 | CONFIDENTIAL | BRDSLD_2_SHILO1_PCE70003_CONFIDENTIAL | 1 | ok | 2017-05-26 | 2019-01-01 | 2023-12-31 | N/A | 0 |  | 0 |  | ok | ok | ok | ok | [6 empty] | 2017 | 5 | 2019 | 1 | 2023 | 12 | 1 | 1 | 1 | 1 | 1 | CONFIDENTIAL | CONFIDENTIAL | CONFIDENTIAL | 0 | 0 | #VALUE! | #VALUE! | 0
7 | INTTRB_6_UNIT | CONFIDENTIAL | INTTRB_6_UNIT_PCE70004_CONFIDENTIAL | 1 | ok | 2019-04-16 | 2019-04-16 | 2020-03-31 | N/A | 0 |  | 0 |  | ok | ok | ok | ok | [6 empty] | 2019 | 4 | 2019 | 4 | 2020 | 3 | 1 | 1 | 1 | 1 | 1 | CONFIDENTIAL | CONFIDENTIAL | CONFIDENTIAL | 0 | 0 | #VALUE! | #VALUE! | 0
8 | WRGTSR_2_WSFSR1 | CONFIDENTIAL | WRGTSR_2_WSFSR1_PCE50003_CONFIDENTIAL | 1 | ok | 2017-09-23 | 2019-11-30 | 2044-11-30 | N/A | 0 |  | 0 | adding 80 MWs to existing resource WRGTSR_2_WSFSR1 | ok | ok | ok | ok | 80 | 320 | 1 | 200 | 280 | 0 | 2017 | 9 | 2019 | 11 | 2044 | 11 | 1 | 1 | 1 | 1 | 1 | CONFIDENTIAL | CONFIDENTIAL | CONFIDENTIAL | 0 | 0 | 7 | 10 | 80
9 | new_generic_solar_1axis | CONFIDENTIAL | new_generic_solar_1axis_PCE50002_CONFIDENTIAL | 0 | fillme | 2017-09-23 | 2019-11-30 | 2044-11-30 | N/A | 0 |  | 1 |  | fillme | fillme | fillme | fillme | 80 | 320 | 1 | 200 | 280 | 1 | 2017 | 9 | 2019 | 11 | 2044 | 11 | 1 | 1 | 1 | 1 | 0 | CONFIDENTIAL | CONFIDENTIAL | CONFIDENTIAL | 0 | 0 | #VALUE! | #VALUE! | 0
10 | GARNET_2_WIND2 | CONFIDENTIAL | GARNET_2_WIND2_PCE70002_CONFIDENTIAL | 1 | 2021-01-01 | 2017-08-25 | 2020-12-27 | 2035-12-31 | 1036 | 0 |  | 0 |  | 1 | 1 | 1 | 1 | [6 empty] | 2017 | 8 | 2020 | 12 | 2035 | 12 | 1 | 1 | 1 | 1 | 1 | CONFIDENTIAL | CONFIDENTIAL | CONFIDENTIAL | 0 | 0 | #VALUE! | #VALUE! | 0
11 | new_hybrid | CONFIDENTIAL | new_hybrid_NA_CONFIDENTIAL | 0 | fillme | 2017-03-23 | 2017-07-01 | 2020-06-30 | N/A | 0 |  | 1 |  | fillme | fillme | fillme | fillme | [6 empty] | 2017 | 3 | 2017 | 7 | 2020 | 6 | 1 | 1 | 1 | 1 | 0 | CONFIDENTIAL | CONFIDENTIAL | CONFIDENTIAL | 0 | 0 | #VALUE! | #VALUE! | 0
12 | transfer_purchase | CONFIDENTIAL | transfer_purchase_NA_CONFIDENTIAL | 1 | 2023-01-01 | 2021-01-01 | 2023-01-01 | 2042-12-31 | CONFIDENTIAL | 0 |  | 0 |  | 1 | 1 | 1 | 1 | 67 | 268 | 1 | 100 | 167 | 0 | 2021 | 1 | 2023 | 1 | 2042 | 12 | 1 | 1 | 1 | 1 | 1 | CONFIDENTIAL | CONFIDENTIAL | CONFIDENTIAL | 0 | 0 | #VALUE! | #VALUE! | 0
13 | transfer_purchase | CONFIDENTIAL | transfer_purchase_PCE90001_CONFIDENTIAL | 1 | 2029-01-01 | 2021-01-01 | 2023-01-01 | 2042-12-31 | CONFIDENTIAL | 0 |  | 0 |  | 1 | 1 | 1 | 1 | 67 | 268 | 1 | 100 | 167 | 1 | 2021 | 1 | 2023 | 1 | 2042 | 12 | 1 | 1 | 1 | 1 | 1 | CONFIDENTIAL | CONFIDENTIAL | CONFIDENTIAL | 0 | 0 | #VALUE! | #VALUE! | 0
14 | unspecified_import | CONFIDENTIAL | unspecified_import_PCE90001_CONFIDENTIAL | 1 | ok | 2021-01-01 | 2021-01-01 | 2025-12-31 | N/A | 0 |  | 0 |  | ok | ok | ok | ok | [6 empty] | 2021 | 1 | 2021 | 1 | 2025 | 12 | 1 | 1 | 1 | 1 | 1 | CONFIDENTIAL | CONFIDENTIAL | CONFIDENTIAL | 0 | 0 | #VALUE! | #VALUE! | 0
15 | transfer_purchase | CONFIDENTIAL | transfer_purchase_PCE90002_CONFIDENTIAL | 1 | ok | 2021-01-01 | 2022-01-01 | 2022-12-31 | N/A | 0 |  | 0 |  | ok | ok | ok | ok | [6 empty] | 2021 | 1 | 2022 | 1 | 2022 | 12 | 1 | 1 | 1 | 1 | 1 | CONFIDENTIAL | CONFIDENTIAL | CONFIDENTIAL | 0 | 0 | #VALUE! | #VALUE! | 0
16 | transfer_purchase | CONFIDENTIAL | transfer_purchase_PCE90016_CONFIDENTIAL | 1 | ok | 2016-06-29 | 2024-01-01 | 2024-12-31 | N/A | 0 |  | 0 |  | ok | ok | ok | ok | [6 empty] | 2016 | 6 | 2024 | 1 | 2024 | 12 | 1 | 1 | 1 | 1 | 1 | CONFIDENTIAL | CONFIDENTIAL | CONFIDENTIAL | 0 | 0 | #VALUE! | #VALUE! | 0
17 | transfer_purchase | CONFIDENTIAL | transfer_purchase_PCE90017_CONFIDENTIAL | 1 | ok | 2016-06-29 | 2016-10-01 | 2020-12-31 | N/A | 0 |  | 0 |  | ok | ok | ok | ok | [6 empty] | 2016 | 6 | 2016 | 10 | 2020 | 12 | 1 | 1 | 1 | 1 | 1 | CONFIDENTIAL | CONFIDENTIAL | CONFIDENTIAL | 0 | 0 | #VALUE! | #VALUE! | 0
18 | transfer_purchase | CONFIDENTIAL | transfer_purchase_PCE20001_CONFIDENTIAL | 1 | ok | 2016-06-29 | 2016-10-01 | 2020-12-31 | N/A | 0 |  | 0 |  | ok | ok | ok | ok | [6 empty] | 2016 | 6 | 2016 | 10 | 2020 | 12 | 1 | 1 | 1 | 1 | 1 | CONFIDENTIAL | CONFIDENTIAL | CONFIDENTIAL | 0 | 0 | #VALUE! | #VALUE! | 0
19 | unspecified_import | CONFIDENTIAL | unspecified_import_NA_CONFIDENTIAL | 1 | ok | 2016-12-13 | 2016-10-01 | 2020-12-31 | N/A | 0 |  | 0 |  | ok | ok | ok | ok | [6 empty] | 2016 | 12 | 2016 | 10 | 2020 | 12 | 1 | 1 | 1 | 1 | 1 | CONFIDENTIAL | CONFIDENTIAL | CONFIDENTIAL | 0 | 0 | #VALUE! | #VALUE! | 0
20 | new_generic_battery_storage | CONFIDENTIAL | new_generic_battery_storage_NA_CONFIDENTIAL | 0 | fillme | 2017-12-19 | 2017-01-01 | 2026-12-31 | N/A | 0 |  | 1 |  | fillme | fillme | fillme | fillme | [6 empty] | 2017 | 12 | 2017 | 1 | 2026 | 12 | 1 | 1 | 1 | 1 | 0 | CONFIDENTIAL | CONFIDENTIAL | CONFIDENTIAL | 0 | 0 | #VALUE! | #VALUE! | 0
21 | Carrizo_Wind | CONFIDENTIAL | Carrizo_Wind_NA_CONFIDENTIAL | 0 | fillme | 2018-12-03 | 2018-01-01 | 2022-12-31 | N/A | 0 |  | 1 |  | fillme | fillme | fillme | fillme | [6 empty] | 2018 | 12 | 2018 | 1 | 2022 | 12 | 1 | 1 | 1 | 1 | 0 | CONFIDENTIAL | CONFIDENTIAL | CONFIDENTIAL | 0 | 0 | #VALUE! | #VALUE! | 0
22 | Greater_Imperial_Wind | CONFIDENTIAL | Greater_Imperial_Wind_NA_CONFIDENTIAL | 0 | fillme | 2019-05-17 | 2018-12-01 | 2020-12-31 | N/A | 0 |  | 1 |  | fillme | fillme | fillme | fillme | [6 empty] | 2019 | 5 | 2018 | 12 | 2020 | 12 | 1 | 1 | 1 | 1 | 0 | CONFIDENTIAL | CONFIDENTIAL | CONFIDENTIAL | 0 | 0 | #VALUE! | #VALUE! | 0
23 | Humboldt_Wind | CONFIDENTIAL | Humboldt_Wind_NA_CONFIDENTIAL | 0 | fillme | 2019-05-17 | 2019-07-27 | 2020-12-31 | N/A | 0 |  | 1 |  | fillme | fillme | fillme | fillme | [6 empty] | 2019 | 5 | 2019 | 7 | 2020 | 12 | 1 | 1 | 1 | 1 | 0 | CONFIDENTIAL | CONFIDENTIAL | CONFIDENTIAL | 0 | 0 | #VALUE! | #VALUE! | 0
24 | Tehachapi_Wind | CONFIDENTIAL | Tehachapi_Wind_NA_CONFIDENTIAL | 0 | fillme | 2019-07-19 | 2019-07-27 | 2020-12-31 | N/A | 0 |  | 1 |  | fillme | fillme | fillme | fillme | [6 empty] | 2019 | 7 | 2019 | 7 | 2020 | 12 | 1 | 1 | 1 | 1 | 0 | CONFIDENTIAL | CONFIDENTIAL | CONFIDENTIAL | 0 | 0 | #VALUE! | #VALUE! | 0
25 | Carrizo_Solar | CONFIDENTIAL | Carrizo_Solar_NA_CONFIDENTIAL | 0 | fillme | 2019-07-19 | 2020-01-01 | 2020-12-31 | N/A | 0 |  | 1 |  | fillme | fillme | fillme | fillme | [6 empty] | 2019 | 7 | 2020 | 1 | 2020 | 12 | 1 | 1 | 1 | 1 | 0 | CONFIDENTIAL | CONFIDENTIAL | CONFIDENTIAL | 0 | 0 | #VALUE! | #VALUE! | 0
26 | Greater_Imperial_Solar | CONFIDENTIAL | Greater_Imperial_Solar_NA_CONFIDENTIAL | 0 | fillme | 2020-01-15 | 2021-01-01 | 2023-12-31 | N/A | 0 |  | 1 |  | fillme | fillme | fillme | fillme | [6 empty] | 2020 | 1 | 2021 | 1 | 2023 | 12 | 1 | 1 | 1 | 1 | 0 | CONFIDENTIAL | CONFIDENTIAL | CONFIDENTIAL | 0 | 0 | #VALUE! | #VALUE! | 0
27 | Inyokern_North_Kramer_Solar | CONFIDENTIAL | Inyokern_North_Kramer_Solar_NA_CONFIDENTIAL | 0 | fillme | 2021-01-01 | 2020-01-15 | 2020-12-31 | N/A | 0 |  | 1 |  | fillme | fillme | fillme | fillme | [6 empty] | 2021 | 1 | 2020 | 1 | 2020 | 12 | 1 | 1 | 1 | 1 | 0 | CONFIDENTIAL | CONFIDENTIAL | CONFIDENTIAL | 0 | 0 | #VALUE! | #VALUE! | 0
28 | Tehachapi_Solar | CONFIDENTIAL | Tehachapi_Solar_NA_CONFIDENTIAL | 0 | fillme | 2021-01-01 | 2021-01-01 | 2024-12-31 | N/A | 0 |  | 1 |  | fillme | fillme | fillme | fillme | [6 empty] | 2021 | 1 | 2021 | 1 | 2024 | 12 | 1 | 1 | 1 | 1 | 0 | CONFIDENTIAL | CONFIDENTIAL | CONFIDENTIAL | 0 | 0 | #VALUE! | #VALUE! | 0
29 | transfer_purchase | CONFIDENTIAL | transfer_purchase__CONFIDENTIAL | 1 | 2023-01-01 | 2021-01-01 | 2021-01-01 | 2024-12-31 | TBD | 0 |  | 0 |  | 1 | 1 | 1 | 4 | [6 empty] | 2021 | 1 | 2021 | 1 | 2024 | 12 | 1 | 1 | 1 | 1 | 1 | CONFIDENTIAL | CONFIDENTIAL | CONFIDENTIAL | 0 | 0 | #VALUE! | #VALUE! | 0
30 | PNOCHE_1_UNITA1 | CONFIDENTIAL | PNOCHE_1_UNITA1__CONFIDENTIAL | 1 | 2023-01-01 | 2021-01-01 | 2023-01-01 | 2040-12-31 | TBD | 0 |  | 0 |  | 1 | 1 | 1 | 4 | [6 empty] | 2021 | 1 | 2023 | 1 | 2040 | 12 | 1 | 1 | 1 | 1 | 1 | CONFIDENTIAL | CONFIDENTIAL | CONFIDENTIAL | 0 | 0 | #VALUE! | #VALUE! | 0
31 | HIDSRT_2_UNITS | CONFIDENTIAL | HIDSRT_2_UNITS__CONFIDENTIAL | 1 | 2024-01-01 | 2022-01-01 | 2023-01-01 | 2040-12-31 | TBD | 0 |  | 0 |  | 1 | 1 | 1 | 4 | [6 empty] | 2022 | 1 | 2023 | 1 | 2040 | 12 | 1 | 1 | 1 | 1 | 1 | CONFIDENTIAL | CONFIDENTIAL | CONFIDENTIAL | 0 | 0 | #VALUE! | #VALUE! | 0
32 | PNOCHE_1_PL1X2 | CONFIDENTIAL | PNOCHE_1_PL1X2__CONFIDENTIAL | 1 | 2023-01-01 | 2021-01-01 | 2024-01-01 | 2040-12-31 | TBD | 0 |  | 0 |  | 1 | 1 | 1 | 4 | [6 empty] | 2021 | 1 | 2024 | 1 | 2040 | 12 | 1 | 1 | 1 | 1 | 1 | CONFIDENTIAL | CONFIDENTIAL | CONFIDENTIAL | 0 | 0 | #VALUE! | #VALUE! | 0
33 | transfer_sale | CONFIDENTIAL | transfer_sale__CONFIDENTIAL | 1 | 2023-01-01 | 2021-01-01 | 2023-01-01 | 2040-12-31 | TBD | 0 |  | 0 |  | 1 | 1 | 1 | 4 | [6 empty] | 2021 | 1 | 2023 | 1 | 2040 | 12 | 1 | 1 | 1 | 1 | 1 | CONFIDENTIAL | CONFIDENTIAL | CONFIDENTIAL | 0 | 0 | #VALUE! | #VALUE! | 0
34 | ELKHIL_2_PL1X3 | CONFIDENTIAL | ELKHIL_2_PL1X3__CONFIDENTIAL | 1 | 2022-01-01 | 2021-01-01 | 2023-01-01 | 2040-12-31 | TBD | 0 |  | 0 |  | 1 | 1 | 1 | 4 | [6 empty] | 2021 | 1 | 2023 | 1 | 2040 | 12 | 1 | 1 | 1 | 1 | 1 | CONFIDENTIAL | CONFIDENTIAL | CONFIDENTIAL | 0 | 0 | #VALUE! | #VALUE! | 0
35 | NW_Ext_Tx_Wind | CONFIDENTIAL | NW_Ext_Tx_Wind_NA_CONFIDENTIAL | 0 | 2022-01-01 | 2021-01-01 | 2022-01-01 | 2040-12-31 | TBD | 0 |  | 1 |  | 1 | 1 | 1 | 4 | [6 empty] | 2021 | 1 | 2022 | 1 | 2040 | 12 | 1 | 1 | 1 | 1 | 1 | CONFIDENTIAL | CONFIDENTIAL | CONFIDENTIAL | 0 | 0 | #VALUE! | #VALUE! | 0
36 | #N/A | #N/A | #N/A | #N/A | 2022-01-01 | 2021-01-01 | 2022-01-01 | 2040-12-31 | TBD | 0 |  | fillme |  | 1 | 1 | 1 | 4 | [6 empty] | 2021 | 1 | 2022 | 1 | 2040 | 12 | 1 | 1 | 1 | 1 | 0 | CONFIDENTIAL | CONFIDENTIAL | CONFIDENTIAL | 0 | 0 | #VALUE! | #VALUE! | 0
37 | #N/A | #N/A | #N/A | #N/A | 2022-01-01 | 2021-01-01 | 2022-01-01 | 2040-12-31 | TBD | 0 |  | fillme |  | 1 | 1 | 1 | 4 | [6 empty] | 2021 | 1 | 2022 | 1 | 2040 | 12 | 1 | 1 | 1 | 1 | 0 | CONFIDENTIAL | CONFIDENTIAL | CONFIDENTIAL | 0 | 0 | #VALUE! | #VALUE! | 0
38 | #N/A | #N/A | #N/A | #N/A | #N/A | 2019-08-30 | 2022-01-01 | 2040-12-31 | N/A | 0 | 1 | fillme |  | #N/A | #N/A | #N/A | #N/A | [6 empty] | 2019 | 8 | 2022 | 1 | 2040 | 12 | 1 | 1 | 1 | 1 | 0 | CONFIDENTIAL | CONFIDENTIAL | CONFIDENTIAL | 0 | 0 | #VALUE! | #VALUE! | 0
39 | #N/A | #N/A | #N/A | #N/A | #N/A | 2020-04-07 | 2020-04-10 | 2020-12-31 | N/A | 0 |  | fillme |  | #N/A | #N/A | #N/A | #N/A | [6 empty] | 2020 | 4 | 2020 | 4 | 2020 | 12 | 1 | 1 | 1 | 1 | 0 | CONFIDENTIAL | CONFIDENTIAL | CONFIDENTIAL | 0 | 0 | #VALUE! | #VALUE! | 0
40 | #N/A | #N/A | #N/A | #N/A | #N/A | 2018-05-01 | 2019-01-01 | 2023-12-01 | N/A | 0 |  | fillme |  | #N/A | #N/A | #N/A | #N/A | [6 empty] | 2018 | 5 | 2019 | 1 | 2023 | 12 | 1 | 1 | 1 | 1 | 0 | CONFIDENTIAL | CONFIDENTIAL | CONFIDENTIAL | 0 | 0 | #VALUE! | #VALUE! | 0
41 | #N/A | #N/A | #N/A | #N/A | #N/A | 2018-05-04 | 2019-01-01 | 2021-12-31 | N/A | 0 |  | fillme |  | #N/A | #N/A | #N/A | #N/A | [6 empty] | 2018 | 5 | 2019 | 1 | 2021 | 12 | 1 | 1 | 1 | 1 | 0 | CONFIDENTIAL | CONFIDENTIAL | CONFIDENTIAL | 0 | 0 | #VALUE! | #VALUE! | 0
42 | #N/A | #N/A | #N/A | #N/A | #N/A | 2018-05-04 | 2019-01-01 | 2021-12-31 | N/A | 0 |  | fillme |  | #N/A | #N/A | #N/A | #N/A | [6 empty] | 2018 | 5 | 2019 | 1 | 2021 | 12 | 1 | 1 | 1 | 1 | 0 | CONFIDENTIAL | CONFIDENTIAL | CONFIDENTIAL | 0 | 0 | #VALUE! | #VALUE! | 0
43 | #N/A | #N/A | #N/A | #N/A | #N/A | 2018-05-04 | 2019-01-01 | 2021-12-31 | N/A | 0 |  | fillme |  | #N/A | #N/A | #N/A | #N/A | [6 empty] | 2018 | 5 | 2019 | 1 | 2021 | 12 | 1 | 1 | 1 | 1 | 0 | CONFIDENTIAL | CONFIDENTIAL | CONFIDENTIAL | 0 | 0 | #VALUE! | #VALUE! | 0
44 | #N/A | #N/A | #N/A | #N/A | #N/A | 2018-05-04 | 2019-01-01 | 2021-12-31 | N/A | 0 |  | fillme |  | #N/A | #N/A | #N/A | #N/A | [6 empty] | 2018 | 5 | 2019 | 1 | 2021 | 12 | 1 | 1 | 1 | 1 | 0 | CONFIDENTIAL | CONFIDENTIAL | CONFIDENTIAL | 0 | 0 | #VALUE! | #VALUE! | 0
45 | #N/A | #N/A | #N/A | #N/A | #N/A | 2018-05-04 | 2019-01-01 | 2021-12-31 | N/A | 0 |  | fillme |  | #N/A | #N/A | #N/A | #N/A | [6 empty] | 2018 | 5 | 2019 | 1 | 2021 | 12 | 1 | 1 | 1 | 1 | 0 | CONFIDENTIAL | CONFIDENTIAL | CONFIDENTIAL | 0 | 0 | #VALUE! | #VALUE! | 0
46 | #N/A | #N/A | #N/A | #N/A | #N/A | 2018-05-04 | 2019-01-01 | 2021-12-31 | N/A | 0 |  | fillme |  | #N/A | #N/A | #N/A | #N/A | [6 empty] | 2018 | 5 | 2019 | 1 | 2021 | 12 | 1 | 1 | 1 | 1 | 0 | CONFIDENTIAL | CONFIDENTIAL | CONFIDENTIAL | 0 | 0 | #VALUE! | #VALUE! | 0
47 | #N/A | #N/A | #N/A | #N/A | #N/A | 2018-05-04 | 2019-01-01 | 2021-12-31 | N/A | 0 |  | fillme |  | #N/A | #N/A | #N/A | #N/A | [6 empty] | 2018 | 5 | 2019 | 1 | 2021 | 12 | 1 | 1 | 1 | 1 | 0 | CONFIDENTIAL | CONFIDENTIAL | CONFIDENTIAL | 0 | 0 | #VALUE! | #VALUE! | 0
48 | #N/A | #N/A | #N/A | #N/A | #N/A | 2018-05-04 | 2019-01-01 | 2021-12-31 | N/A | 0 |  | fillme |  | #N/A | #N/A | #N/A | #N/A | [6 empty] | 2018 | 5 | 2019 | 1 | 2021 | 12 | 1 | 1 | 1 | 1 | 0 | CONFIDENTIAL | CONFIDENTIAL | CONFIDENTIAL | 0 | 0 | #VALUE! | #VALUE! | 0
49 | #N/A | #N/A | #N/A | #N/A | #N/A | 2018-05-04 | 2019-01-01 | 2021-12-31 | N/A | 0 |  | fillme |  | #N/A | #N/A | #N/A | #N/A | [6 empty] | 2018 | 5 | 2019 | 1 | 2021 | 12 | 1 | 1 | 1 | 1 | 0 | CONFIDENTIAL | CONFIDENTIAL | CONFIDENTIAL | 0 | 0 | #VALUE! | #VALUE! | 0
50 | #N/A | #N/A | #N/A | #N/A | #N/A | 2018-05-04 | 2019-01-01 | 2021-12-31 | N/A | 0 |  | fillme |  | #N/A | #N/A | #N/A | #N/A | [6 empty] | 2018 | 5 | 2019 | 1 | 2021 | 12 | 1 | 1 | 1 | 1 | 0 | CONFIDENTIAL | CONFIDENTIAL | CONFIDENTIAL | 0 | 0 | #VALUE! | #VALUE! | 0
51 | #N/A | #N/A | #N/A | #N/A | #N/A | 2018-05-04 | 2019-01-01 | 2021-12-31 | N/A | 0 |  | fillme |  | #N/A | #N/A | #N/A | #N/A | [6 empty] | 2018 | 5 | 2019 | 1 | 2021 | 12 | 1 | 1 | 1 | 1 | 0 | CONFIDENTIAL | CONFIDENTIAL | CONFIDENTIAL | 0 | 0 | #VALUE! | #VALUE! | 0
52 | #N/A | #N/A | #N/A | #N/A | #N/A | 2018-05-04 | 2019-01-01 | 2021-12-31 | N/A | 0 |  | fillme |  | #N/A | #N/A | #N/A | #N/A | [6 empty] | 2018 | 5 | 2019 | 1 | 2021 | 12 | 1 | 1 | 1 | 1 | 0 | CONFIDENTIAL | CONFIDENTIAL | CONFIDENTIAL | 0 | 0 | #VALUE! | #VALUE! | 0
53 | #N/A | #N/A | #N/A | #N/A | #N/A | 2018-05-04 | 2019-01-01 | 2021-12-31 | N/A | 0 |  | fillme |  | #N/A | #N/A | #N/A | #N/A | [6 empty] | 2018 | 5 | 2019 | 1 | 2021 | 12 | 1 | 1 | 1 | 1 | 0 | CONFIDENTIAL | CONFIDENTIAL | CONFIDENTIAL | 0 | 0 | #VALUE! | #VALUE! | 0
54 | #N/A | #N/A | #N/A | #N/A | #N/A | 2018-05-04 | 2019-01-01 | 2021-12-31 | N/A | 0 |  | fillme |  | #N/A | #N/A | #N/A | #N/A | [6 empty] | 2018 | 5 | 2019 | 1 | 2021 | 12 | 1 | 1 | 1 | 1 | 0 | CONFIDENTIAL | CONFIDENTIAL | CONFIDENTIAL | 0 | 0 | #VALUE! | #VALUE! | 0
55 | #N/A | #N/A | #N/A | #N/A | #N/A | 2018-05-04 | 2019-01-01 | 2021-12-31 | N/A | 0 |  | fillme |  | #N/A | #N/A | #N/A | #N/A | [6 empty] | 2018 | 5 | 2019 | 1 | 2021 | 12 | 1 | 1 | 1 | 1 | 0 | CONFIDENTIAL | CONFIDENTIAL | CONFIDENTIAL | 0 | 0 | #VALUE! | #VALUE! | 0
56 | #N/A | #N/A | #N/A | #N/A | #N/A | 2018-05-04 | 2019-01-01 | 2021-12-31 | N/A | 0 |  | fillme |  | #N/A | #N/A | #N/A | #N/A | [6 empty] | 2018 | 5 | 2019 | 1 | 2021 | 12 | 1 | 1 | 1 | 1 | 0 | CONFIDENTIAL | CONFIDENTIAL | CONFIDENTIAL | 0 | 0 | #VALUE! | #VALUE! | 0
57 | #N/A | #N/A | #N/A | #N/A | #N/A | 2018-05-04 | 2019-01-01 | 2021-12-31 | N/A | 0 |  | fillme |  | #N/A | #N/A | #N/A | #N/A | [6 empty] | 2018 | 5 | 2019 | 1 | 2021 | 12 | 1 | 1 | 1 | 1 | 0 | CONFIDENTIAL | CONFIDENTIAL | CONFIDENTIAL | 0 | 0 | #VALUE! | #VALUE! | 0
58 | #N/A | #N/A | #N/A | #N/A | #N/A | 2018-05-04 | 2019-01-01 | 2021-12-31 | N/A | 0 |  | fillme |  | #N/A | #N/A | #N/A | #N/A | [6 empty] | 2018 | 5 | 2019 | 1 | 2021 | 12 | 1 | 1 | 1 | 1 | 0 | CONFIDENTIAL | CONFIDENTIAL | CONFIDENTIAL | 0 | 0 | #VALUE! | #VALUE! | 0
59 | #N/A | #N/A | #N/A | #N/A | #N/A | 2018-05-04 | 2019-01-01 | 2021-12-31 | N/A | 0 |  | fillme |  | #N/A | #N/A | #N/A | #N/A | [6 empty] | 2018 | 5 | 2019 | 1 | 2021 | 12 | 1 | 1 | 1 | 1 | 0 | CONFIDENTIAL | CONFIDENTIAL | CONFIDENTIAL | 0 | 0 | #VALUE! | #VALUE! | 0
60 | #N/A | #N/A | #N/A | #N/A | #N/A | 2018-05-04 | 2019-01-01 | 2021-12-31 | N/A | 0 |  | fillme |  | #N/A | #N/A | #N/A | #N/A | [6 empty] | 2018 | 5 | 2019 | 1 | 2021 | 12 | 1 | 1 | 1 | 1 | 0 | CONFIDENTIAL | CONFIDENTIAL | CONFIDENTIAL | 0 | 0 | #VALUE! | #VALUE! | 0
61 | #N/A | #N/A | #N/A | #N/A | #N/A | 2018-05-04 | 2019-01-01 | 2021-12-31 | N/A | 0 |  | fillme |  | #N/A | #N/A | #N/A | #N/A | [6 empty] | 2018 | 5 | 2019 | 1 | 2021 | 12 | 1 | 1 | 1 | 1 | 0 | CONFIDENTIAL | CONFIDENTIAL | CONFIDENTIAL | 0 | 0 | #VALUE! | #VALUE! | 0
62 | #N/A | #N/A | #N/A | #N/A | #N/A | 2018-05-04 | 2019-01-01 | 2021-12-31 | N/A | 0 |  | fillme |  | #N/A | #N/A | #N/A | #N/A | [6 empty] | 2018 | 5 | 2019 | 1 | 2021 | 12 | 1 | 1 | 1 | 1 | 0 | CONFIDENTIAL | CONFIDENTIAL | CONFIDENTIAL | 0 | 0 | #VALUE! | #VALUE! | 0
63 | #N/A | #N/A | #N/A | #N/A | #N/A | 2018-05-04 | 2019-01-01 | 2021-12-31 | N/A | 0 |  | fillme |  | #N/A | #N/A | #N/A | #N/A | [6 empty] | 2018 | 5 | 2019 | 1 | 2021 | 12 | 1 | 1 | 1 | 1 | 0 | CONFIDENTIAL | CONFIDENTIAL | CONFIDENTIAL | 0 | 0 | #VALUE! | #VALUE! | 0
64 | #N/A | #N/A | #N/A | #N/A | #N/A | 2018-05-04 | 2019-01-01 | 2021-12-31 | N/A | 0 |  | fillme |  | #N/A | #N/A | #N/A | #N/A | [6 empty] | 2018 | 5 | 2019 | 1 | 2021 | 12 | 1 | 1 | 1 | 1 | 0 | CONFIDENTIAL | CONFIDENTIAL | CONFIDENTIAL | 0 | 0 | #VALUE! | #VALUE! | 0
65 | #N/A | #N/A | #N/A | #N/A | #N/A | 2018-05-04 | 2019-01-01 | 2021-12-31 | N/A | 0 |  | fillme |  | #N/A | #N/A | #N/A | #N/A | [6 empty] | 2018 | 5 | 2019 | 1 | 2021 | 12 | 1 | 1 | 1 | 1 | 0 | CONFIDENTIAL | CONFIDENTIAL | CONFIDENTIAL | 0 | 0 | #VALUE! | #VALUE! | 0
66 | #N/A | #N/A | #N/A | #N/A | #N/A | 2018-05-04 | 2019-01-01 | 2021-12-31 | N/A | 0 |  | fillme |  | #N/A | #N/A | #N/A | #N/A | [6 empty] | 2018 | 5 | 2019 | 1 | 2021 | 12 | 1 | 1 | 1 | 1 | 0 | CONFIDENTIAL | CONFIDENTIAL | CONFIDENTIAL | 0 | 0 | #VALUE! | #VALUE! | 0
67 | #N/A | #N/A | #N/A | #N/A | #N/A | 2018-05-04 | 2019-01-01 | 2021-12-31 | N/A | 0 |  | fillme |  | #N/A | #N/A | #N/A | #N/A | [6 empty] | 2018 | 5 | 2019 | 1 | 2021 | 12 | 1 | 1 | 1 | 1 | 0 | CONFIDENTIAL | CONFIDENTIAL | CONFIDENTIAL | 0 | 0 | #VALUE! | #VALUE! | 0
68 | #N/A | #N/A | #N/A | #N/A | #N/A | 2018-05-04 | 2019-01-01 | 2021-12-31 | N/A | 0 |  | fillme |  | #N/A | #N/A | #N/A | #N/A | [6 empty] | 2018 | 5 | 2019 | 1 | 2021 | 12 | 1 | 1 | 1 | 1 | 0 | CONFIDENTIAL | CONFIDENTIAL | CONFIDENTIAL | 0 | 0 | #VALUE! | #VALUE! | 0
69 | #N/A | #N/A | #N/A | #N/A | #N/A | 2018-05-04 | 2019-01-01 | 2021-12-31 | N/A | 0 |  | fillme |  | #N/A | #N/A | #N/A | #N/A | [6 empty] | 2018 | 5 | 2019 | 1 | 2021 | 12 | 1 | 1 | 1 | 1 | 0 | CONFIDENTIAL | CONFIDENTIAL | CONFIDENTIAL | 0 | 0 | #VALUE! | #VALUE! | 0
70 | #N/A | #N/A | #N/A | #N/A | #N/A | 2018-05-04 | 2019-01-01 | 2021-12-31 | N/A | 0 |  | fillme |  | #N/A | #N/A | #N/A | #N/A | [6 empty] | 2018 | 5 | 2019 | 1 | 2021 | 12 | 1 | 1 | 1 | 1 | 0 | CONFIDENTIAL | CONFIDENTIAL | CONFIDENTIAL | 0 | 0 | #VALUE! | #VALUE! | 0
71 | #N/A | #N/A | #N/A | #N/A | #N/A | 2018-05-04 | 2019-01-01 | 2021-12-31 | N/A | 0 |  | fillme |  | #N/A | #N/A | #N/A | #N/A | [6 empty] | 2018 | 5 | 2019 | 1 | 2021 | 12 | 1 | 1 | 1 | 1 | 0 | CONFIDENTIAL | CONFIDENTIAL | CONFIDENTIAL | 0 | 0 | #VALUE! | #VALUE! | 0
72 | #N/A | #N/A | #N/A | #N/A | #N/A | 2018-05-04 | 2019-01-01 | 2021-12-31 | N/A | 0 |  | fillme |  | #N/A | #N/A | #N/A | #N/A | [6 empty] | 2018 | 5 | 2019 | 1 | 2021 | 12 | 1 | 1 | 1 | 1 | 0 | CONFIDENTIAL | CONFIDENTIAL | CONFIDENTIAL | 0 | 0 | #VALUE! | #VALUE! | 0
73 | #N/A | #N/A | #N/A | #N/A | #N/A | 2018-05-04 | 2019-01-01 | 2021-12-31 | N/A | 0 |  | fillme |  | #N/A | #N/A | #N/A | #N/A | [6 empty] | 2018 | 5 | 2019 | 1 | 2021 | 12 | 1 | 1 | 1 | 1 | 0 | CONFIDENTIAL | CONFIDENTIAL | CONFIDENTIAL | 0 | 0 | #VALUE! | #VALUE! | 0
74 | #N/A | #N/A | #N/A | #N/A | #N/A | 2018-05-04 | 2019-01-01 | 2021-12-31 | N/A | 0 |  | fillme |  | #N/A | #N/A | #N/A | #N/A | [6 empty] | 2018 | 5 | 2019 | 1 | 2021 | 12 | 1 | 1 | 1 | 1 | 0 | CONFIDENTIAL | CONFIDENTIAL | CONFIDENTIAL | 0 | 0 | #VALUE! | #VALUE! | 0
75 | #N/A | #N/A | #N/A | #N/A | #N/A | 2018-05-04 | 2019-01-01 | 2021-12-31 | N/A | 0 |  | fillme |  | #N/A | #N/A | #N/A | #N/A | [6 empty] | 2018 | 5 | 2019 | 1 | 2021 | 12 | 1 | 1 | 1 | 1 | 0 | CONFIDENTIAL | CONFIDENTIAL | CONFIDENTIAL | 0 | 0 | #VALUE! | #VALUE! | 0
76 | #N/A | #N/A | #N/A | #N/A | #N/A | 2018-05-04 | 2019-01-01 | 2021-12-31 | N/A | 0 |  | fillme |  | #N/A | #N/A | #N/A | #N/A | [6 empty] | 2018 | 5 | 2019 | 1 | 2021 | 12 | 1 | 1 | 1 | 1 | 0 | CONFIDENTIAL | CONFIDENTIAL | CONFIDENTIAL | 0 | 0 | #VALUE! | #VALUE! | 0
77 | #N/A | #N/A | #N/A | #N/A | #N/A | 2018-05-04 | 2019-01-01 | 2021-12-31 | N/A | 0 |  | fillme |  | #N/A | #N/A | #N/A | #N/A | [6 empty] | 2018 | 5 | 2019 | 1 | 2021 | 12 | 1 | 1 | 1 | 1 | 0 | CONFIDENTIAL | CONFIDENTIAL | CONFIDENTIAL | 0 | 0 | #VALUE! | #VALUE! | 0
78 | #N/A | #N/A | #N/A | #N/A | #N/A | 2018-05-04 | 2019-01-01 | 2021-12-31 | N/A | 0 |  | fillme |  | #N/A | #N/A | #N/A | #N/A | [6 empty] | 2018 | 5 | 2019 | 1 | 2021 | 12 | 1 | 1 | 1 | 1 | 0 | CONFIDENTIAL | CONFIDENTIAL | CONFIDENTIAL | 0 | 0 | #VALUE! | #VALUE! | 0
79 | #N/A | #N/A | #N/A | #N/A | #N/A | 2018-05-04 | 2019-01-01 | 2021-12-31 | N/A | 0 |  | fillme |  | #N/A | #N/A | #N/A | #N/A | [6 empty] | 2018 | 5 | 2019 | 1 | 2021 | 12 | 1 | 1 | 1 | 1 | 0 | CONFIDENTIAL | CONFIDENTIAL | CONFIDENTIAL | 0 | 0 | #VALUE! | #VALUE! | 0
80 | #N/A | #N/A | #N/A | #N/A | #N/A | 2018-05-04 | 2019-01-01 | 2021-12-31 | N/A | 0 |  | fillme |  | #N/A | #N/A | #N/A | #N/A | [6 empty] | 2018 | 5 | 2019 | 1 | 2021 | 12 | 1 | 1 | 1 | 1 | 0 | CONFIDENTIAL | CONFIDENTIAL | CONFIDENTIAL | 0 | 0 | #VALUE! | #VALUE! | 0
81 | #N/A | #N/A | #N/A | #N/A | #N/A | 2018-05-04 | 2019-01-01 | 2021-12-31 | N/A | 0 |  | fillme |  | #N/A | #N/A | #N/A | #N/A | [6 empty] | 2018 | 5 | 2019 | 1 | 2021 | 12 | 1 | 1 | 1 | 1 | 0 | CONFIDENTIAL | CONFIDENTIAL | CONFIDENTIAL | 0 | 0 | #VALUE! | #VALUE! | 0
82 | #N/A | #N/A | #N/A | #N/A | #N/A | 2018-05-04 | 2019-01-01 | 2021-12-31 | N/A | 0 |  | fillme |  | #N/A | #N/A | #N/A | #N/A | [6 empty] | 2018 | 5 | 2019 | 1 | 2021 | 12 | 1 | 1 | 1 | 1 | 0 | CONFIDENTIAL | CONFIDENTIAL | CONFIDENTIAL | 0 | 0 | #VALUE! | #VALUE! | 0
83 | #N/A | #N/A | #N/A | #N/A | #N/A | 2018-05-04 | 2019-01-01 | 2021-12-31 | N/A | 0 |  | fillme |  | #N/A | #N/A | #N/A | #N/A | [6 empty] | 2018 | 5 | 2019 | 1 | 2021 | 12 | 1 | 1 | 1 | 1 | 0 | CONFIDENTIAL | CONFIDENTIAL | CONFIDENTIAL | 0 | 0 | #VALUE! | #VALUE! | 0
84 | #N/A | #N/A | #N/A | #N/A | #N/A | 2018-05-04 | 2019-01-01 | 2021-12-31 | N/A | 0 |  | fillme |  | #N/A | #N/A | #N/A | #N/A | [6 empty] | 2018 | 5 | 2019 | 1 | 2021 | 12 | 1 | 1 | 1 | 1 | 0 | CONFIDENTIAL | CONFIDENTIAL | CONFIDENTIAL | 0 | 0 | #VALUE! | #VALUE! | 0
85 | #N/A | #N/A | #N/A | #N/A | #N/A | 2018-05-04 | 2019-01-01 | 2021-12-31 | N/A | 0 |  | fillme |  | #N/A | #N/A | #N/A | #N/A | [6 empty] | 2018 | 5 | 2019 | 1 | 2021 | 12 | 1 | 1 | 1 | 1 | 0 | CONFIDENTIAL | CONFIDENTIAL | CONFIDENTIAL | 0 | 0 | #VALUE! | #VALUE! | 0
86 | #N/A | #N/A | #N/A | #N/A | #N/A | 2018-06-20 | 2019-01-01 | 2020-12-01 | N/A | 0 |  | fillme |  | #N/A | #N/A | #N/A | #N/A | [6 empty] | 2018 | 6 | 2019 | 1 | 2020 | 12 | 1 | 1 | 1 | 1 | 0 | CONFIDENTIAL | CONFIDENTIAL | CONFIDENTIAL | 0 | 0 | #VALUE! | #VALUE! | 0
87 | #N/A | #N/A | #N/A | #N/A | #N/A | 2018-09-10 | 2019-01-01 | 2020-12-31 | N/A | 0 |  | fillme |  | #N/A | #N/A | #N/A | #N/A | [6 empty] | 2018 | 9 | 2019 | 1 | 2020 | 12 | 1 | 1 | 1 | 1 | 0 | CONFIDENTIAL | CONFIDENTIAL | CONFIDENTIAL | 0 | 0 | #VALUE! | #VALUE! | 0
88 | #N/A | #N/A | #N/A | #N/A | #N/A | 2019-04-17 | 2020-01-01 | 2020-12-31 | N/A | 0 |  | fillme |  | #N/A | #N/A | #N/A | #N/A | [6 empty] | 2019 | 4 | 2020 | 1 | 2020 | 12 | 1 | 1 | 1 | 1 | 0 | CONFIDENTIAL | CONFIDENTIAL | CONFIDENTIAL | 0 | 0 | #VALUE! | #VALUE! | 0
89 | #N/A | #N/A | #N/A | #N/A | #N/A | 2019-05-14 | 2020-01-01 | 2022-12-31 | N/A | 0 |  | fillme |  | #N/A | #N/A | #N/A | #N/A | [6 empty] | 2019 | 5 | 2020 | 1 | 2022 | 12 | 1 | 1 | 1 | 1 | 0 | CONFIDENTIAL | CONFIDENTIAL | CONFIDENTIAL | 0 | 0 | #VALUE! | #VALUE! | 0
90 | #N/A | #N/A | #N/A | #N/A | #N/A | 2019-07-02 | 2020-01-01 | 2022-12-31 | N/A | 0 |  | fillme |  | #N/A | #N/A | #N/A | #N/A | [6 empty] | 2019 | 7 | 2020 | 1 | 2022 | 12 | 1 | 1 | 1 | 1 | 0 | CONFIDENTIAL | CONFIDENTIAL | CONFIDENTIAL | 0 | 0 | #VALUE! | #VALUE! | 0
91 | #N/A | #N/A | #N/A | #N/A | #N/A | 2019-07-03 | 2020-11-01 | 2020-12-31 | N/A | 0 |  | fillme |  | #N/A | #N/A | #N/A | #N/A | [6 empty] | 2019 | 7 | 2020 | 11 | 2020 | 12 | 1 | 1 | 1 | 1 | 0 | CONFIDENTIAL | CONFIDENTIAL | CONFIDENTIAL | 0 | 0 | #VALUE! | #VALUE! | 0
92 | #N/A | #N/A | #N/A | #N/A | #N/A | 2019-09-19 | 2020-01-01 | 2020-03-31 | N/A | 0 |  | fillme |  | #N/A | #N/A | #N/A | #N/A | [6 empty] | 2019 | 9 | 2020 | 1 | 2020 | 3 | 1 | 1 | 1 | 1 | 0 | CONFIDENTIAL | CONFIDENTIAL | CONFIDENTIAL | 0 | 0 | #VALUE! | #VALUE! | 0
93 | #N/A | #N/A | #N/A | #N/A | #N/A | 2019-09-19 | 2020-01-01 | 2020-03-31 | N/A | 0 |  | fillme |  | #N/A | #N/A | #N/A | #N/A | [6 empty] | 2019 | 9 | 2020 | 1 | 2020 | 3 | 1 | 1 | 1 | 1 | 0 | CONFIDENTIAL | CONFIDENTIAL | CONFIDENTIAL | 0 | 0 | #VALUE! | #VALUE! | 0
94 | #N/A | #N/A | #N/A | #N/A | #N/A | 2019-09-19 | 2020-01-01 | 2020-12-31 | N/A | 0 |  | fillme |  | #N/A | #N/A | #N/A | #N/A | [6 empty] | 2019 | 9 | 2020 | 1 | 2020 | 12 | 1 | 1 | 1 | 1 | 0 | CONFIDENTIAL | CONFIDENTIAL | CONFIDENTIAL | 0 | 0 | #VALUE! | #VALUE! | 0
95 | #N/A | #N/A | #N/A | #N/A | #N/A | 2019-09-19 | 2020-01-01 | 2020-03-31 | N/A | 0 |  | fillme |  | #N/A | #N/A | #N/A | #N/A | [6 empty] | 2019 | 9 | 2020 | 1 | 2020 | 3 | 1 | 1 | 1 | 1 | 0 | CONFIDENTIAL | CONFIDENTIAL | CONFIDENTIAL | 0 | 0 | #VALUE! | #VALUE! | 0
96 | #N/A | #N/A | #N/A | #N/A | #N/A | 2019-09-20 | 2020-01-01 | 2020-12-31 | N/A | 0 |  | fillme |  | #N/A | #N/A | #N/A | #N/A | [6 empty] | 2019 | 9 | 2020 | 1 | 2020 | 12 | 1 | 1 | 1 | 1 | 0 | CONFIDENTIAL | CONFIDENTIAL | CONFIDENTIAL | 0 | 0 | #VALUE! | #VALUE! | 0
97 | #N/A | #N/A | #N/A | #N/A | #N/A | 2019-09-20 | 2020-01-01 | 2020-12-31 | N/A | 0 |  | fillme |  | #N/A | #N/A | #N/A | #N/A | [6 empty] | 2019 | 9 | 2020 | 1 | 2020 | 12 | 1 | 1 | 1 | 1 | 0 | CONFIDENTIAL | CONFIDENTIAL | CONFIDENTIAL | 0 | 0 | #VALUE! | #VALUE! | 0
98 | #N/A | #N/A | #N/A | #N/A | #N/A | 2019-09-23 | 2020-01-01 | 2022-12-31 | N/A | 0 |  | fillme |  | #N/A | #N/A | #N/A | #N/A | [6 empty] | 2019 | 9 | 2020 | 1 | 2022 | 12 | 1 | 1 | 1 | 1 | 0 | CONFIDENTIAL | CONFIDENTIAL | CONFIDENTIAL | 0 | 0 | #VALUE! | #VALUE! | 0
99 | #N/A | #N/A | #N/A | #N/A | #N/A | 2019-09-23 | 2020-01-01 | 2022-12-31 | N/A | 0 |  | fillme |  | #N/A | #N/A | #N/A | #N/A | [6 empty] | 2019 | 9 | 2020 | 1 | 2022 | 12 | 1 | 1 | 1 | 1 | 0 | CONFIDENTIAL | CONFIDENTIAL | CONFIDENTIAL | 0 | 0 | #VALUE! | #VALUE! | 0
100 | #N/A | #N/A | #N/A | #N/A | #N/A | 2019-09-23 | 2020-01-01 | 2022-12-31 | N/A | 0 |  | fillme |  | #N/A | #N/A | #N/A | #N/A | [6 empty] | 2019 | 9 | 2020 | 1 | 2022 | 12 | 1 | 1 | 1 | 1 | 0 | CONFIDENTIAL | CONFIDENTIAL | CONFIDENTIAL | 0 | 0 | #VALUE! | #VALUE! | 0
101 | #N/A | #N/A | #N/A | #N/A | #N/A | 2019-09-23 | 2020-01-01 | 2022-12-31 | N/A | 0 |  | fillme |  | #N/A | #N/A | #N/A | #N/A | [6 empty] | 2019 | 9 | 2020 | 1 | 2022 | 12 | 1 | 1 | 1 | 1 | 0 | CONFIDENTIAL | CONFIDENTIAL | CONFIDENTIAL | 0 | 0 | #VALUE! | #VALUE! | 0
102 | #N/A | #N/A | #N/A | #N/A | #N/A | 2019-09-23 | 2020-01-01 | 2022-12-31 | N/A | 0 |  | fillme |  | #N/A | #N/A | #N/A | #N/A | [6 empty] | 2019 | 9 | 2020 | 1 | 2022 | 12 | 1 | 1 | 1 | 1 | 0 | CONFIDENTIAL | CONFIDENTIAL | CONFIDENTIAL | 0 | 0 | #VALUE! | #VALUE! | 0
103 | #N/A | #N/A | #N/A | #N/A | #N/A | 2019-09-23 | 2020-01-01 | 2022-12-31 | N/A | 0 |  | fillme |  | #N/A | #N/A | #N/A | #N/A | [6 empty] | 2019 | 9 | 2020 | 1 | 2022 | 12 | 1 | 1 | 1 | 1 | 0 | CONFIDENTIAL | CONFIDENTIAL | CONFIDENTIAL | 0 | 0 | #VALUE! | #VALUE! | 0
104 | #N/A | #N/A | #N/A | #N/A | #N/A | 2019-09-23 | 2020-01-01 | 2022-12-31 | N/A | 0 |  | fillme |  | #N/A | #N/A | #N/A | #N/A | [6 empty] | 2019 | 9 | 2020 | 1 | 2022 | 12 | 1 | 1 | 1 | 1 | 0 | CONFIDENTIAL | CONFIDENTIAL | CONFIDENTIAL | 0 | 0 | #VALUE! | #VALUE! | 0
105 | #N/A | #N/A | #N/A | #N/A | #N/A | 2019-09-23 | 2020-01-01 | 2022-12-31 | N/A | 0 |  | fillme |  | #N/A | #N/A | #N/A | #N/A | [6 empty] | 2019 | 9 | 2020 | 1 | 2022 | 12 | 1 | 1 | 1 | 1 | 0 | CONFIDENTIAL | CONFIDENTIAL | CONFIDENTIAL | 0 | 0 | #VALUE! | #VALUE! | 0
106 | #N/A | #N/A | #N/A | #N/A | #N/A | 2019-09-25 | 2020-01-01 | 2020-12-31 | N/A | 0 |  | fillme |  | #N/A | #N/A | #N/A | #N/A | [6 empty] | 2019 | 9 | 2020 | 1 | 2020 | 12 | 1 | 1 | 1 | 1 | 0 | CONFIDENTIAL | CONFIDENTIAL | CONFIDENTIAL | 0 | 0 | #VALUE! | #VALUE! | 0
107 | #N/A | #N/A | #N/A | #N/A | #N/A | 2019-09-25 | 2020-01-01 | 2020-12-31 | N/A | 0 |  | fillme |  | #N/A | #N/A | #N/A | #N/A | [6 empty] | 2019 | 9 | 2020 | 1 | 2020 | 12 | 1 | 1 | 1 | 1 | 0 | CONFIDENTIAL | CONFIDENTIAL | CONFIDENTIAL | 0 | 0 | #VALUE! | #VALUE! | 0
108 | #N/A | #N/A | #N/A | #N/A | #N/A | 2019-09-25 | 2020-01-01 | 2020-12-31 | N/A | 0 |  | fillme |  | #N/A | #N/A | #N/A | #N/A | [6 empty] | 2019 | 9 | 2020 | 1 | 2020 | 12 | 1 | 1 | 1 | 1 | 0 | CONFIDENTIAL | CONFIDENTIAL | CONFIDENTIAL | 0 | 0 | #VALUE! | #VALUE! | 0
109 | #N/A | #N/A | #N/A | #N/A | #N/A | 2019-09-25 | 2020-01-01 | 2020-12-31 | N/A | 0 |  | fillme |  | #N/A | #N/A | #N/A | #N/A | [6 empty] | 2019 | 9 | 2020 | 1 | 2020 | 12 | 1 | 1 | 1 | 1 | 0 | CONFIDENTIAL | CONFIDENTIAL | CONFIDENTIAL | 0 | 0 | #VALUE! | #VALUE! | 0
110 | #N/A | #N/A | #N/A | #N/A | #N/A | 2019-09-25 | 2020-01-01 | 2020-12-31 | N/A | 0 |  | fillme |  | #N/A | #N/A | #N/A | #N/A | [6 empty] | 2019 | 9 | 2020 | 1 | 2020 | 12 | 1 | 1 | 1 | 1 | 0 | CONFIDENTIAL | CONFIDENTIAL | CONFIDENTIAL | 0 | 0 | #VALUE! | #VALUE! | 0
111 | #N/A | #N/A | #N/A | #N/A | #N/A | 2019-09-25 | 2020-01-01 | 2020-12-31 | N/A | 0 |  | fillme |  | #N/A | #N/A | #N/A | #N/A | [6 empty] | 2019 | 9 | 2020 | 1 | 2020 | 12 | 1 | 1 | 1 | 1 | 0 | CONFIDENTIAL | CONFIDENTIAL | CONFIDENTIAL | 0 | 0 | #VALUE! | #VALUE! | 0
112 | #N/A | #N/A | #N/A | #N/A | #N/A | 2019-09-25 | 2020-01-01 | 2020-12-31 | N/A | 0 |  | fillme |  | #N/A | #N/A | #N/A | #N/A | [6 empty] | 2019 | 9 | 2020 | 1 | 2020 | 12 | 1 | 1 | 1 | 1 | 0 | CONFIDENTIAL | CONFIDENTIAL | CONFIDENTIAL | 0 | 0 | #VALUE! | #VALUE! | 0
113 | #N/A | #N/A | #N/A | #N/A | #N/A | 2019-09-30 | 2020-05-01 | 2020-10-31 | N/A | 0 |  | fillme |  | #N/A | #N/A | #N/A | #N/A | [6 empty] | 2019 | 9 | 2020 | 5 | 2020 | 10 | 1 | 1 | 1 | 1 | 0 | CONFIDENTIAL | CONFIDENTIAL | CONFIDENTIAL | 0 | 0 | #VALUE! | #VALUE! | 0
114 | #N/A | #N/A | #N/A | #N/A | #N/A | 2019-09-30 | 2020-05-01 | 2020-10-31 | N/A | 0 |  | fillme |  | #N/A | #N/A | #N/A | #N/A | [6 empty] | 2019 | 9 | 2020 | 5 | 2020 | 10 | 1 | 1 | 1 | 1 | 0 | CONFIDENTIAL | CONFIDENTIAL | CONFIDENTIAL | 0 | 0 | #VALUE! | #VALUE! | 0
115 | #N/A | #N/A | #N/A | #N/A | #N/A | 2019-10-01 | 2020-12-01 | 2020-12-31 | N/A | 0 |  | fillme |  | #N/A | #N/A | #N/A | #N/A | [6 empty] | 2019 | 10 | 2020 | 12 | 2020 | 12 | 1 | 1 | 1 | 1 | 0 | CONFIDENTIAL | CONFIDENTIAL | CONFIDENTIAL | 0 | 0 | #VALUE! | #VALUE! | 0
116 | #N/A | #N/A | #N/A | #N/A | #N/A | 2019-10-08 | 2020-01-01 | 2020-12-31 | N/A | 0 |  | fillme |  | #N/A | #N/A | #N/A | #N/A | [6 empty] | 2019 | 10 | 2020 | 1 | 2020 | 12 | 1 | 1 | 1 | 1 | 0 | CONFIDENTIAL | CONFIDENTIAL | CONFIDENTIAL | 0 | 0 | #VALUE! | #VALUE! | 0
117 | #N/A | #N/A | #N/A | #N/A | #N/A | 2019-10-09 | 2020-03-01 | 2020-12-31 | N/A | 0 |  | fillme |  | #N/A | #N/A | #N/A | #N/A | [6 empty] | 2019 | 10 | 2020 | 3 | 2020 | 12 | 1 | 1 | 1 | 1 | 0 | CONFIDENTIAL | CONFIDENTIAL | CONFIDENTIAL | 0 | 0 | #VALUE! | #VALUE! | 0
118 | #N/A | #N/A | #N/A | #N/A | #N/A | 2019-10-09 | 2020-03-01 | 2020-12-31 | N/A | 0 |  | fillme |  | #N/A | #N/A | #N/A | #N/A | [6 empty] | 2019 | 10 | 2020 | 3 | 2020 | 12 | 1 | 1 | 1 | 1 | 0 | CONFIDENTIAL | CONFIDENTIAL | CONFIDENTIAL | 0 | 0 | #VALUE! | #VALUE! | 0
119 | #N/A | #N/A | #N/A | #N/A | #N/A | 2019-10-09 | 2020-11-01 | 2020-11-30 | N/A | 0 |  | fillme |  | #N/A | #N/A | #N/A | #N/A | [6 empty] | 2019 | 10 | 2020 | 11 | 2020 | 11 | 1 | 1 | 1 | 1 | 0 | CONFIDENTIAL | CONFIDENTIAL | CONFIDENTIAL | 0 | 0 | #VALUE! | #VALUE! | 0
120 | #N/A | #N/A | #N/A | #N/A | #N/A | 2019-10-10 | 2020-01-01 | 2020-12-31 | N/A | 0 |  | fillme |  | #N/A | #N/A | #N/A | #N/A | [6 empty] | 2019 | 10 | 2020 | 1 | 2020 | 12 | 1 | 1 | 1 | 1 | 0 | CONFIDENTIAL | CONFIDENTIAL | CONFIDENTIAL | 0 | 0 | #VALUE! | #VALUE! | 0
121 | #N/A | #N/A | #N/A | #N/A | #N/A | 2019-10-15 | 2020-10-01 | 2020-10-31 | N/A | 0 |  | fillme |  | #N/A | #N/A | #N/A | #N/A | [6 empty] | 2019 | 10 | 2020 | 10 | 2020 | 10 | 1 | 1 | 1 | 1 | 0 | CONFIDENTIAL | CONFIDENTIAL | CONFIDENTIAL | 0 | 0 | #VALUE! | #VALUE! | 0
122 | #N/A | #N/A | #N/A | #N/A | #N/A | 2019-10-15 | 2020-01-01 | 2020-12-31 | N/A | 0 |  | fillme |  | #N/A | #N/A | #N/A | #N/A | [6 empty] | 2019 | 10 | 2020 | 1 | 2020 | 12 | 1 | 1 | 1 | 1 | 0 | CONFIDENTIAL | CONFIDENTIAL | CONFIDENTIAL | 0 | 0 | #VALUE! | #VALUE! | 0
123 | #N/A | #N/A | #N/A | #N/A | #N/A | 2019-10-15 | 2020-01-01 | 2020-12-31 | N/A | 0 |  | fillme |  | #N/A | #N/A | #N/A | #N/A | [6 empty] | 2019 | 10 | 2020 | 1 | 2020 | 12 | 1 | 1 | 1 | 1 | 0 | CONFIDENTIAL | CONFIDENTIAL | CONFIDENTIAL | 0 | 0 | #VALUE! | #VALUE! | 0
124 | #N/A | #N/A | #N/A | #N/A | #N/A | 2019-10-15 | 2020-01-01 | 2020-12-31 | N/A | 0 |  | fillme |  | #N/A | #N/A | #N/A | #N/A | [6 empty] | 2019 | 10 | 2020 | 1 | 2020 | 12 | 1 | 1 | 1 | 1 | 0 | CONFIDENTIAL | CONFIDENTIAL | CONFIDENTIAL | 0 | 0 | #VALUE! | #VALUE! | 0
125 | #N/A | #N/A | #N/A | #N/A | #N/A | 2019-10-15 | 2020-01-01 | 2020-12-31 | N/A | 0 |  | fillme |  | #N/A | #N/A | #N/A | #N/A | [6 empty] | 2019 | 10 | 2020 | 1 | 2020 | 12 | 1 | 1 | 1 | 1 | 0 | CONFIDENTIAL | CONFIDENTIAL | CONFIDENTIAL | 0 | 0 | #VALUE! | #VALUE! | 0
126 | #N/A | #N/A | #N/A | #N/A | #N/A | 2019-10-17 | 2020-03-01 | 2021-10-31 | N/A | 0 |  | fillme |  | #N/A | #N/A | #N/A | #N/A | [6 empty] | 2019 | 10 | 2020 | 3 | 2021 | 10 | 1 | 1 | 1 | 1 | 0 | CONFIDENTIAL | CONFIDENTIAL | CONFIDENTIAL | 0 | 0 | #VALUE! | #VALUE! | 0
127 | #N/A | #N/A | #N/A | #N/A | #N/A | 2019-10-17 | 2020-02-01 | 2021-12-31 | N/A | 0 |  | fillme |  | #N/A | #N/A | #N/A | #N/A | [6 empty] | 2019 | 10 | 2020 | 2 | 2021 | 12 | 1 | 1 | 1 | 1 | 0 | CONFIDENTIAL | CONFIDENTIAL | CONFIDENTIAL | 0 | 0 | #VALUE! | #VALUE! | 0
128 | #N/A | #N/A | #N/A | #N/A | #N/A | 2019-10-17 | 2020-02-01 | 2021-12-31 | N/A | 0 |  | fillme |  | #N/A | #N/A | #N/A | #N/A | [6 empty] | 2019 | 10 | 2020 | 2 | 2021 | 12 | 1 | 1 | 1 | 1 | 0 | CONFIDENTIAL | CONFIDENTIAL | CONFIDENTIAL | 0 | 0 | #VALUE! | #VALUE! | 0
129 | #N/A | #N/A | #N/A | #N/A | #N/A | 2018-05-04 | 2019-01-01 | 2021-12-31 | N/A | 0 |  | fillme |  | #N/A | #N/A | #N/A | #N/A | [6 empty] | 2018 | 5 | 2019 | 1 | 2021 | 12 | 1 | 1 | 1 | 1 | 0 | CONFIDENTIAL | CONFIDENTIAL | CONFIDENTIAL | 0 | 0 | #VALUE! | #VALUE! | 0
130 | #N/A | #N/A | #N/A | #N/A | #N/A | 2018-05-04 | 2019-01-01 | 2021-12-31 | N/A | 0 |  | fillme |  | #N/A | #N/A | #N/A | #N/A | [6 empty] | 2018 | 5 | 2019 | 1 | 2021 | 12 | 1 | 1 | 1 | 1 | 0 | CONFIDENTIAL | CONFIDENTIAL | CONFIDENTIAL | 0 | 0 | #VALUE! | #VALUE! | 0
131 | #N/A | #N/A | #N/A | #N/A | #N/A | 2019-10-21 | 2020-04-01 | 2021-10-31 | N/A | 0 |  | fillme |  | #N/A | #N/A | #N/A | #N/A | [6 empty] | 2019 | 10 | 2020 | 4 | 2021 | 10 | 1 | 1 | 1 | 1 | 0 | CONFIDENTIAL | CONFIDENTIAL | CONFIDENTIAL | 0 | 0 | #VALUE! | #VALUE! | 0
132 | #N/A | #N/A | #N/A | #N/A | #N/A | 2019-10-21 | 2020-04-01 | 2021-10-31 | N/A | 0 |  | fillme |  | #N/A | #N/A | #N/A | #N/A | [6 empty] | 2019 | 10 | 2020 | 4 | 2021 | 10 | 1 | 1 | 1 | 1 | 0 | CONFIDENTIAL | CONFIDENTIAL | CONFIDENTIAL | 0 | 0 | #VALUE! | #VALUE! | 0
133 | #N/A | #N/A | #N/A | #N/A | #N/A | 2019-10-21 | 2020-04-01 | 2021-10-31 | N/A | 0 |  | fillme |  | #N/A | #N/A | #N/A | #N/A | [6 empty] | 2019 | 10 | 2020 | 4 | 2021 | 10 | 1 | 1 | 1 | 1 | 0 | CONFIDENTIAL | CONFIDENTIAL | CONFIDENTIAL | 0 | 0 | #VALUE! | #VALUE! | 0
134 | #N/A | #N/A | #N/A | #N/A | #N/A | 2019-10-21 | 2020-04-01 | 2021-10-31 | N/A | 0 |  | fillme |  | #N/A | #N/A | #N/A | #N/A | [6 empty] | 2019 | 10 | 2020 | 4 | 2021 | 10 | 1 | 1 | 1 | 1 | 0 | CONFIDENTIAL | CONFIDENTIAL | CONFIDENTIAL | 0 | 0 | #VALUE! | #VALUE! | 0
135 | #N/A | #N/A | #N/A | #N/A | #N/A | 2019-10-21 | 2020-04-01 | 2021-10-31 | N/A | 0 |  | fillme |  | #N/A | #N/A | #N/A | #N/A | [6 empty] | 2019 | 10 | 2020 | 4 | 2021 | 10 | 1 | 1 | 1 | 1 | 0 | CONFIDENTIAL | CONFIDENTIAL | CONFIDENTIAL | 0 | 0 | #VALUE! | #VALUE! | 0
136 | #N/A | #N/A | #N/A | #N/A | #N/A | 2019-10-21 | 2020-04-01 | 2021-10-31 | N/A | 0 |  | fillme |  | #N/A | #N/A | #N/A | #N/A | [6 empty] | 2019 | 10 | 2020 | 4 | 2021 | 10 | 1 | 1 | 1 | 1 | 0 | CONFIDENTIAL | CONFIDENTIAL | CONFIDENTIAL | 0 | 0 | #VALUE! | #VALUE! | 0
137 | #N/A | #N/A | #N/A | #N/A | #N/A | 2019-10-21 | 2020-04-01 | 2021-10-31 | N/A | 0 |  | fillme |  | #N/A | #N/A | #N/A | #N/A | [6 empty] | 2019 | 10 | 2020 | 4 | 2021 | 10 | 1 | 1 | 1 | 1 | 0 | CONFIDENTIAL | CONFIDENTIAL | CONFIDENTIAL | 0 | 0 | #VALUE! | #VALUE! | 0
138 | #N/A | #N/A | #N/A | #N/A | #N/A | 2019-10-21 | 2020-11-01 | 2020-11-30 | N/A | 0 |  | fillme |  | #N/A | #N/A | #N/A | #N/A | [6 empty] | 2019 | 10 | 2020 | 11 | 2020 | 11 | 1 | 1 | 1 | 1 | 0 | CONFIDENTIAL | CONFIDENTIAL | CONFIDENTIAL | 0 | 0 | #VALUE! | #VALUE! | 0
139 | #N/A | #N/A | #N/A | #N/A | #N/A | 2019-10-23 | 2020-07-01 | 2020-10-31 | N/A | 0 |  | fillme |  | #N/A | #N/A | #N/A | #N/A | [6 empty] | 2019 | 10 | 2020 | 7 | 2020 | 10 | 1 | 1 | 1 | 1 | 0 | CONFIDENTIAL | CONFIDENTIAL | CONFIDENTIAL | 0 | 0 | #VALUE! | #VALUE! | 0
140 | #N/A | #N/A | #N/A | #N/A | #N/A | 2019-10-23 | 2020-07-01 | 2020-09-30 | N/A | 0 |  | fillme |  | #N/A | #N/A | #N/A | #N/A | [6 empty] | 2019 | 10 | 2020 | 7 | 2020 | 9 | 1 | 1 | 1 | 1 | 0 | CONFIDENTIAL | CONFIDENTIAL | CONFIDENTIAL | 0 | 0 | #VALUE! | #VALUE! | 0
141 | #N/A | #N/A | #N/A | #N/A | #N/A | 2019-10-23 | 2020-01-01 | 2020-06-30 | N/A | 0 |  | fillme |  | #N/A | #N/A | #N/A | #N/A | [6 empty] | 2019 | 10 | 2020 | 1 | 2020 | 6 | 1 | 1 | 1 | 1 | 0 | CONFIDENTIAL | CONFIDENTIAL | CONFIDENTIAL | 0 | 0 | #VALUE! | #VALUE! | 0
142 | #N/A | #N/A | #N/A | #N/A | #N/A | 2019-10-24 | 2020-07-01 | 2020-10-31 | N/A | 0 |  | fillme |  | #N/A | #N/A | #N/A | #N/A | [6 empty] | 2019 | 10 | 2020 | 7 | 2020 | 10 | 1 | 1 | 1 | 1 | 0 | CONFIDENTIAL | CONFIDENTIAL | CONFIDENTIAL | 0 | 0 | #VALUE! | #VALUE! | 0
143 | #N/A | #N/A | #N/A | #N/A | #N/A | 2019-10-24 | 2020-07-01 | 2020-10-31 | N/A | 0 |  | fillme |  | #N/A | #N/A | #N/A | #N/A | [6 empty] | 2019 | 10 | 2020 | 7 | 2020 | 10 | 1 | 1 | 1 | 1 | 0 | CONFIDENTIAL | CONFIDENTIAL | CONFIDENTIAL | 0 | 0 | #VALUE! | #VALUE! | 0
144 | #N/A | #N/A | #N/A | #N/A | #N/A | 2019-10-24 | 2020-07-01 | 2020-10-31 | N/A | 0 |  | fillme |  | #N/A | #N/A | #N/A | #N/A | [6 empty] | 2019 | 10 | 2020 | 7 | 2020 | 10 | 1 | 1 | 1 | 1 | 0 | CONFIDENTIAL | CONFIDENTIAL | CONFIDENTIAL | 0 | 0 | #VALUE! | #VALUE! | 0
145 | #N/A | #N/A | #N/A | #N/A | #N/A | 2019-10-24 | 2020-07-01 | 2020-10-31 | N/A | 0 |  | fillme |  | #N/A | #N/A | #N/A | #N/A | [6 empty] | 2019 | 10 | 2020 | 7 | 2020 | 10 | 1 | 1 | 1 | 1 | 0 | CONFIDENTIAL | CONFIDENTIAL | CONFIDENTIAL | 0 | 0 | #VALUE! | #VALUE! | 0
146 | #N/A | #N/A | #N/A | #N/A | #N/A | 2019-10-24 | 2020-01-01 | 2022-10-31 | N/A | 0 |  | fillme |  | #N/A | #N/A | #N/A | #N/A | [6 empty] | 2019 | 10 | 2020 | 1 | 2022 | 10 | 1 | 1 | 1 | 1 | 0 | CONFIDENTIAL | CONFIDENTIAL | CONFIDENTIAL | 0 | 0 | #VALUE! | #VALUE! | 0
147 | #N/A | #N/A | #N/A | #N/A | #N/A | 2019-10-24 | 2020-01-01 | 2021-12-31 | N/A | 0 |  | fillme |  | #N/A | #N/A | #N/A | #N/A | [6 empty] | 2019 | 10 | 2020 | 1 | 2021 | 12 | 1 | 1 | 1 | 1 | 0 | CONFIDENTIAL | CONFIDENTIAL | CONFIDENTIAL | 0 | 0 | #VALUE! | #VALUE! | 0
148 | #N/A | #N/A | #N/A | #N/A | #N/A | 2019-10-24 | 2020-01-01 | 2022-12-31 | N/A | 0 |  | fillme |  | #N/A | #N/A | #N/A | #N/A | [6 empty] | 2019 | 10 | 2020 | 1 | 2022 | 12 | 1 | 1 | 1 | 1 | 0 | CONFIDENTIAL | CONFIDENTIAL | CONFIDENTIAL | 0 | 0 | #VALUE! | #VALUE! | 0
149 | #N/A | #N/A | #N/A | #N/A | #N/A | 2019-10-24 | 2020-01-01 | 2022-12-31 | N/A | 0 |  | fillme |  | #N/A | #N/A | #N/A | #N/A | [6 empty] | 2019 | 10 | 2020 | 1 | 2022 | 12 | 1 | 1 | 1 | 1 | 0 | CONFIDENTIAL | CONFIDENTIAL | CONFIDENTIAL | 0 | 0 | #VALUE! | #VALUE! | 0
150 | #N/A | #N/A | #N/A | #N/A | #N/A | 2019-10-24 | 2020-06-01 | 2022-04-30 | N/A | 0 |  | fillme |  | #N/A | #N/A | #N/A | #N/A | [6 empty] | 2019 | 10 | 2020 | 6 | 2022 | 4 | 1 | 1 | 1 | 1 | 0 | CONFIDENTIAL | CONFIDENTIAL | CONFIDENTIAL | 0 | 0 | #VALUE! | #VALUE! | 0
151 | #N/A | #N/A | #N/A | #N/A | #N/A | 2019-10-24 | 2020-01-01 | 2022-12-31 | N/A | 0 |  | fillme |  | #N/A | #N/A | #N/A | #N/A | [6 empty] | 2019 | 10 | 2020 | 1 | 2022 | 12 | 1 | 1 | 1 | 1 | 0 | CONFIDENTIAL | CONFIDENTIAL | CONFIDENTIAL | 0 | 0 | #VALUE! | #VALUE! | 0
152 | #N/A | #N/A | #N/A | #N/A | #N/A | 2019-10-25 | 2020-07-01 | 2020-10-31 | N/A | 0 |  | fillme |  | #N/A | #N/A | #N/A | #N/A | [6 empty] | 2019 | 10 | 2020 | 7 | 2020 | 10 | 1 | 1 | 1 | 1 | 0 | CONFIDENTIAL | CONFIDENTIAL | CONFIDENTIAL | 0 | 0 | #VALUE! | #VALUE! | 0
153 | #N/A | #N/A | #N/A | #N/A | #N/A | 2019-10-25 | 2020-07-01 | 2020-10-31 | N/A | 0 |  | fillme |  | #N/A | #N/A | #N/A | #N/A | [6 empty] | 2019 | 10 | 2020 | 7 | 2020 | 10 | 1 | 1 | 1 | 1 | 0 | CONFIDENTIAL | CONFIDENTIAL | CONFIDENTIAL | 0 | 0 | #VALUE! | #VALUE! | 0
154 | #N/A | #N/A | #N/A | #N/A | #N/A | 2019-10-25 | 2020-07-01 | 2020-10-31 | N/A | 0 |  | fillme |  | #N/A | #N/A | #N/A | #N/A | [6 empty] | 2019 | 10 | 2020 | 7 | 2020 | 10 | 1 | 1 | 1 | 1 | 0 | CONFIDENTIAL | CONFIDENTIAL | CONFIDENTIAL | 0 | 0 | #VALUE! | #VALUE! | 0
155 | #N/A | #N/A | #N/A | #N/A | #N/A | 2019-10-25 | 2020-07-01 | 2020-10-31 | N/A | 0 |  | fillme |  | #N/A | #N/A | #N/A | #N/A | [6 empty] | 2019 | 10 | 2020 | 7 | 2020 | 10 | 1 | 1 | 1 | 1 | 0 | CONFIDENTIAL | CONFIDENTIAL | CONFIDENTIAL | 0 | 0 | #VALUE! | #VALUE! | 0
156 | #N/A | #N/A | #N/A | #N/A | #N/A | 2019-10-25 | 2020-01-01 | 2020-07-31 | N/A | 0 |  | fillme |  | #N/A | #N/A | #N/A | #N/A | [6 empty] | 2019 | 10 | 2020 | 1 | 2020 | 7 | 1 | 1 | 1 | 1 | 0 | CONFIDENTIAL | CONFIDENTIAL | CONFIDENTIAL | 0 | 0 | #VALUE! | #VALUE! | 0
157 | #N/A | #N/A | #N/A | #N/A | #N/A | 2019-10-25 | 2020-01-01 | 2020-07-31 | N/A | 0 |  | fillme |  | #N/A | #N/A | #N/A | #N/A | [6 empty] | 2019 | 10 | 2020 | 1 | 2020 | 7 | 1 | 1 | 1 | 1 | 0 | CONFIDENTIAL | CONFIDENTIAL | CONFIDENTIAL | 0 | 0 | #VALUE! | #VALUE! | 0
158 | #N/A | #N/A | #N/A | #N/A | #N/A | 2019-10-25 | 2020-01-01 | 2020-07-31 | N/A | 0 |  | fillme |  | #N/A | #N/A | #N/A | #N/A | [6 empty] | 2019 | 10 | 2020 | 1 | 2020 | 7 | 1 | 1 | 1 | 1 | 0 | CONFIDENTIAL | CONFIDENTIAL | CONFIDENTIAL | 0 | 0 | #VALUE! | #VALUE! | 0
159 | #N/A | #N/A | #N/A | #N/A | #N/A | 2019-10-25 | 2020-01-01 | 2020-07-31 | N/A | 0 |  | fillme |  | #N/A | #N/A | #N/A | #N/A | [6 empty] | 2019 | 10 | 2020 | 1 | 2020 | 7 | 1 | 1 | 1 | 1 | 0 | CONFIDENTIAL | CONFIDENTIAL | CONFIDENTIAL | 0 | 0 | #VALUE! | #VALUE! | 0
160 | #N/A | #N/A | #N/A | #N/A | #N/A | 2019-10-28 | 2020-01-01 | 2020-12-31 | N/A | 0 |  | fillme |  | #N/A | #N/A | #N/A | #N/A | [6 empty] | 2019 | 10 | 2020 | 1 | 2020 | 12 | 1 | 1 | 1 | 1 | 0 | CONFIDENTIAL | CONFIDENTIAL | CONFIDENTIAL | 0 | 0 | #VALUE! | #VALUE! | 0
161 | #N/A | #N/A | #N/A | #N/A | #N/A | 2019-10-28 | 2020-01-01 | 2020-12-31 | N/A | 0 |  | fillme |  | #N/A | #N/A | #N/A | #N/A | [6 empty] | 2019 | 10 | 2020 | 1 | 2020 | 12 | 1 | 1 | 1 | 1 | 0 | CONFIDENTIAL | CONFIDENTIAL | CONFIDENTIAL | 0 | 0 | #VALUE! | #VALUE! | 0
162 | #N/A | #N/A | #N/A | #N/A | #N/A | 2019-10-29 | 2020-09-01 | 2020-09-30 | N/A | 0 |  | fillme |  | #N/A | #N/A | #N/A | #N/A | [6 empty] | 2019 | 10 | 2020 | 9 | 2020 | 9 | 1 | 1 | 1 | 1 | 0 | CONFIDENTIAL | CONFIDENTIAL | CONFIDENTIAL | 0 | 0 | #VALUE! | #VALUE! | 0
163 | #N/A | #N/A | #N/A | #N/A | #N/A | 2019-10-29 | 2020-08-01 | 2021-12-31 | N/A | 0 |  | fillme |  | #N/A | #N/A | #N/A | #N/A | [6 empty] | 2019 | 10 | 2020 | 8 | 2021 | 12 | 1 | 1 | 1 | 1 | 0 | CONFIDENTIAL | CONFIDENTIAL | CONFIDENTIAL | 0 | 0 | #VALUE! | #VALUE! | 0
164 | #N/A | #N/A | #N/A | #N/A | #N/A | 2019-10-29 | 2020-08-01 | 2021-12-31 | N/A | 0 |  | fillme |  | #N/A | #N/A | #N/A | #N/A | [6 empty] | 2019 | 10 | 2020 | 8 | 2021 | 12 | 1 | 1 | 1 | 1 | 0 | CONFIDENTIAL | CONFIDENTIAL | CONFIDENTIAL | 0 | 0 | #VALUE! | #VALUE! | 0
165 | #N/A | #N/A | #N/A | #N/A | #N/A | 2019-10-29 | 2020-01-01 | 2020-12-31 | N/A | 0 |  | fillme |  | #N/A | #N/A | #N/A | #N/A | [6 empty] | 2019 | 10 | 2020 | 1 | 2020 | 12 | 1 | 1 | 1 | 1 | 0 | CONFIDENTIAL | CONFIDENTIAL | CONFIDENTIAL | 0 | 0 | #VALUE! | #VALUE! | 0
166 | #N/A | #N/A | #N/A | #N/A | #N/A | 2019-10-29 | 2020-07-01 | 2020-08-31 | N/A | 0 |  | fillme |  | #N/A | #N/A | #N/A | #N/A | [6 empty] | 2019 | 10 | 2020 | 7 | 2020 | 8 | 1 | 1 | 1 | 1 | 0 | CONFIDENTIAL | CONFIDENTIAL | CONFIDENTIAL | 0 | 0 | #VALUE! | #VALUE! | 0
167 | #N/A | #N/A | #N/A | #N/A | #N/A | 2019-10-29 | 2020-07-01 | 2020-08-31 | N/A | 0 |  | fillme |  | #N/A | #N/A | #N/A | #N/A | [6 empty] | 2019 | 10 | 2020 | 7 | 2020 | 8 | 1 | 1 | 1 | 1 | 0 | CONFIDENTIAL | CONFIDENTIAL | CONFIDENTIAL | 0 | 0 | #VALUE! | #VALUE! | 0
168 | #N/A | #N/A | #N/A | #N/A | #N/A | 2019-10-29 | 2020-08-01 | 2021-12-31 | N/A | 0 |  | fillme |  | #N/A | #N/A | #N/A | #N/A | [6 empty] | 2019 | 10 | 2020 | 8 | 2021 | 12 | 1 | 1 | 1 | 1 | 0 | CONFIDENTIAL | CONFIDENTIAL | CONFIDENTIAL | 0 | 0 | #VALUE! | #VALUE! | 0
169 | #N/A | #N/A | #N/A | #N/A | #N/A | 2019-10-29 | 2020-08-01 | 2021-12-31 | N/A | 0 |  | fillme |  | #N/A | #N/A | #N/A | #N/A | [6 empty] | 2019 | 10 | 2020 | 8 | 2021 | 12 | 1 | 1 | 1 | 1 | 0 | CONFIDENTIAL | CONFIDENTIAL | CONFIDENTIAL | 0 | 0 | #VALUE! | #VALUE! | 0
170 | #N/A | #N/A | #N/A | #N/A | #N/A | 2019-10-30 | 2020-01-01 | 2020-12-31 | N/A | 0 |  | fillme |  | #N/A | #N/A | #N/A | #N/A | [6 empty] | 2019 | 10 | 2020 | 1 | 2020 | 12 | 1 | 1 | 1 | 1 | 0 | CONFIDENTIAL | CONFIDENTIAL | CONFIDENTIAL | 0 | 0 | #VALUE! | #VALUE! | 0
171 | #N/A | #N/A | #N/A | #N/A | #N/A | 2019-10-30 | 2020-10-01 | 2020-10-31 | N/A | 0 |  | fillme |  | #N/A | #N/A | #N/A | #N/A | [6 empty] | 2019 | 10 | 2020 | 10 | 2020 | 10 | 1 | 1 | 1 | 1 | 0 | CONFIDENTIAL | CONFIDENTIAL | CONFIDENTIAL | 0 | 0 | #VALUE! | #VALUE! | 0
172 | #N/A | #N/A | #N/A | #N/A | #N/A | 2019-10-30 | 2020-09-01 | 2020-09-30 | N/A | 0 |  | fillme |  | #N/A | #N/A | #N/A | #N/A | [6 empty] | 2019 | 10 | 2020 | 9 | 2020 | 9 | 1 | 1 | 1 | 1 | 0 | CONFIDENTIAL | CONFIDENTIAL | CONFIDENTIAL | 0 | 0 | #VALUE! | #VALUE! | 0
173 | #N/A | #N/A | #N/A | #N/A | #N/A | 2019-10-30 | 2020-09-01 | 2020-09-30 | N/A | 0 |  | fillme |  | #N/A | #N/A | #N/A | #N/A | [6 empty] | 2019 | 10 | 2020 | 9 | 2020 | 9 | 1 | 1 | 1 | 1 | 0 | CONFIDENTIAL | CONFIDENTIAL | CONFIDENTIAL | 0 | 0 | #VALUE! | #VALUE! | 0
174 | #N/A | #N/A | #N/A | #N/A | #N/A | 2019-10-30 | 2020-09-01 | 2020-09-30 | N/A | 0 |  | fillme |  | #N/A | #N/A | #N/A | #N/A | [6 empty] | 2019 | 10 | 2020 | 9 | 2020 | 9 | 1 | 1 | 1 | 1 | 0 | CONFIDENTIAL | CONFIDENTIAL | CONFIDENTIAL | 0 | 0 | #VALUE! | #VALUE! | 0
175 | #N/A | #N/A | #N/A | #N/A | #N/A | 2019-10-30 | 2020-09-01 | 2020-09-30 | N/A | 0 |  | fillme |  | #N/A | #N/A | #N/A | #N/A | [6 empty] | 2019 | 10 | 2020 | 9 | 2020 | 9 | 1 | 1 | 1 | 1 | 0 | CONFIDENTIAL | CONFIDENTIAL | CONFIDENTIAL | 0 | 0 | #VALUE! | #VALUE! | 0
176 | #N/A | #N/A | #N/A | #N/A | #N/A | 2019-10-30 | 2020-08-01 | 2020-10-31 | N/A | 0 |  | fillme |  | #N/A | #N/A | #N/A | #N/A | [6 empty] | 2019 | 10 | 2020 | 8 | 2020 | 10 | 1 | 1 | 1 | 1 | 0 | CONFIDENTIAL | CONFIDENTIAL | CONFIDENTIAL | 0 | 0 | #VALUE! | #VALUE! | 0
177 | #N/A | #N/A | #N/A | #N/A | #N/A | 2019-10-30 | 2020-01-01 | 2022-04-30 | N/A | 0 |  | fillme |  | #N/A | #N/A | #N/A | #N/A | [6 empty] | 2019 | 10 | 2020 | 1 | 2022 | 4 | 1 | 1 | 1 | 1 | 0 | CONFIDENTIAL | CONFIDENTIAL | CONFIDENTIAL | 0 | 0 | #VALUE! | #VALUE! | 0
178 | #N/A | #N/A | #N/A | #N/A | #N/A | 2019-10-30 | 2020-01-01 | 2022-04-30 | N/A | 0 |  | fillme |  | #N/A | #N/A | #N/A | #N/A | [6 empty] | 2019 | 10 | 2020 | 1 | 2022 | 4 | 1 | 1 | 1 | 1 | 0 | CONFIDENTIAL | CONFIDENTIAL | CONFIDENTIAL | 0 | 0 | #VALUE! | #VALUE! | 0
179 | #N/A | #N/A | #N/A | #N/A | #N/A | 2019-10-30 | 2020-01-01 | 2022-04-30 | N/A | 0 |  | fillme |  | #N/A | #N/A | #N/A | #N/A | [6 empty] | 2019 | 10 | 2020 | 1 | 2022 | 4 | 1 | 1 | 1 | 1 | 0 | CONFIDENTIAL | CONFIDENTIAL | CONFIDENTIAL | 0 | 0 | #VALUE! | #VALUE! | 0
180 | #N/A | #N/A | #N/A | #N/A | #N/A | 2019-10-30 | 2020-01-01 | 2022-04-30 | N/A | 0 |  | fillme |  | #N/A | #N/A | #N/A | #N/A | [6 empty] | 2019 | 10 | 2020 | 1 | 2022 | 4 | 1 | 1 | 1 | 1 | 0 | CONFIDENTIAL | CONFIDENTIAL | CONFIDENTIAL | 0 | 0 | #VALUE! | #VALUE! | 0
181 | #N/A | #N/A | #N/A | #N/A | #N/A | 2019-10-30 | 2020-01-01 | 2020-11-30 | N/A | 0 |  | fillme |  | #N/A | #N/A | #N/A | #N/A | [6 empty] | 2019 | 10 | 2020 | 1 | 2020 | 11 | 1 | 1 | 1 | 1 | 0 | CONFIDENTIAL | CONFIDENTIAL | CONFIDENTIAL | 0 | 0 | #VALUE! | #VALUE! | 0
182 | #N/A | #N/A | #N/A | #N/A | #N/A | 2019-10-30 | 2020-01-01 | 2020-11-30 | N/A | 0 |  | fillme |  | #N/A | #N/A | #N/A | #N/A | [6 empty] | 2019 | 10 | 2020 | 1 | 2020 | 11 | 1 | 1 | 1 | 1 | 0 | CONFIDENTIAL | CONFIDENTIAL | CONFIDENTIAL | 0 | 0 | #VALUE! | #VALUE! | 0
183 | #N/A | #N/A | #N/A | #N/A | #N/A | 2019-10-30 | 2020-01-01 | 2020-11-30 | N/A | 0 |  | fillme |  | #N/A | #N/A | #N/A | #N/A | [6 empty] | 2019 | 10 | 2020 | 1 | 2020 | 11 | 1 | 1 | 1 | 1 | 0 | CONFIDENTIAL | CONFIDENTIAL | CONFIDENTIAL | 0 | 0 | #VALUE! | #VALUE! | 0
184 | #N/A | #N/A | #N/A | #N/A | #N/A | 2019-10-30 | 2020-01-01 | 2020-11-30 | N/A | 0 |  | fillme |  | #N/A | #N/A | #N/A | #N/A | [6 empty] | 2019 | 10 | 2020 | 1 | 2020 | 11 | 1 | 1 | 1 | 1 | 0 | CONFIDENTIAL | CONFIDENTIAL | CONFIDENTIAL | 0 | 0 | #VALUE! | #VALUE! | 0
185 | #N/A | #N/A | #N/A | #N/A | #N/A | 2019-10-30 | 2020-01-01 | 2020-11-30 | N/A | 0 |  | fillme |  | #N/A | #N/A | #N/A | #N/A | [6 empty] | 2019 | 10 | 2020 | 1 | 2020 | 11 | 1 | 1 | 1 | 1 | 0 | CONFIDENTIAL | CONFIDENTIAL | CONFIDENTIAL | 0 | 0 | #VALUE! | #VALUE! | 0
186 | #N/A | #N/A | #N/A | #N/A | #N/A | 2019-10-30 | 2020-01-01 | 2020-11-30 | N/A | 0 |  | fillme |  | #N/A | #N/A | #N/A | #N/A | [6 empty] | 2019 | 10 | 2020 | 1 | 2020 | 11 | 1 | 1 | 1 | 1 | 0 | CONFIDENTIAL | CONFIDENTIAL | CONFIDENTIAL | 0 | 0 | #VALUE! | #VALUE! | 0
187 | #N/A | #N/A | #N/A | #N/A | #N/A | 2019-10-30 | 2020-01-01 | 2020-11-30 | N/A | 0 |  | fillme |  | #N/A | #N/A | #N/A | #N/A | [6 empty] | 2019 | 10 | 2020 | 1 | 2020 | 11 | 1 | 1 | 1 | 1 | 0 | CONFIDENTIAL | CONFIDENTIAL | CONFIDENTIAL | 0 | 0 | #VALUE! | #VALUE! | 0
188 | #N/A | #N/A | #N/A | #N/A | #N/A | 2019-10-30 | 2020-08-01 | 2020-10-31 | N/A | 0 |  | fillme |  | #N/A | #N/A | #N/A | #N/A | [6 empty] | 2019 | 10 | 2020 | 8 | 2020 | 10 | 1 | 1 | 1 | 1 | 0 | CONFIDENTIAL | CONFIDENTIAL | CONFIDENTIAL | 0 | 0 | #VALUE! | #VALUE! | 0
189 | #N/A | #N/A | #N/A | #N/A | #N/A | 2019-10-30 | 2020-01-01 | 2020-10-31 | N/A | 0 |  | fillme |  | #N/A | #N/A | #N/A | #N/A | [6 empty] | 2019 | 10 | 2020 | 1 | 2020 | 10 | 1 | 1 | 1 | 1 | 0 | CONFIDENTIAL | CONFIDENTIAL | CONFIDENTIAL | 0 | 0 | #VALUE! | #VALUE! | 0
190 | #N/A | #N/A | #N/A | #N/A | #N/A | 2019-10-30 | 2020-01-01 | 2020-10-31 | N/A | 0 |  | fillme |  | #N/A | #N/A | #N/A | #N/A | [6 empty] | 2019 | 10 | 2020 | 1 | 2020 | 10 | 1 | 1 | 1 | 1 | 0 | CONFIDENTIAL | CONFIDENTIAL | CONFIDENTIAL | 0 | 0 | #VALUE! | #VALUE! | 0
191 | #N/A | #N/A | #N/A | #N/A | #N/A | 2019-10-30 | 2020-01-01 | 2020-10-31 | N/A | 0 |  | fillme |  | #N/A | #N/A | #N/A | #N/A | [6 empty] | 2019 | 10 | 2020 | 1 | 2020 | 10 | 1 | 1 | 1 | 1 | 0 | CONFIDENTIAL | CONFIDENTIAL | CONFIDENTIAL | 0 | 0 | #VALUE! | #VALUE! | 0
192 | #N/A | #N/A | #N/A | #N/A | #N/A | 2019-10-31 | 2020-07-01 | 2020-09-30 | N/A | 0 |  | fillme |  | #N/A | #N/A | #N/A | #N/A | [6 empty] | 2019 | 10 | 2020 | 7 | 2020 | 9 | 1 | 1 | 1 | 1 | 0 | CONFIDENTIAL | CONFIDENTIAL | CONFIDENTIAL | 0 | 0 | #VALUE! | #VALUE! | 0
193 | #N/A | #N/A | #N/A | #N/A | #N/A | 2019-11-22 | 2020-07-01 | 2020-08-31 | N/A | 0 |  | fillme |  | #N/A | #N/A | #N/A | #N/A | [6 empty] | 2019 | 11 | 2020 | 7 | 2020 | 8 | 1 | 1 | 1 | 1 | 0 | CONFIDENTIAL | CONFIDENTIAL | CONFIDENTIAL | 0 | 0 | #VALUE! | #VALUE! | 0
194 | #N/A | #N/A | #N/A | #N/A | #N/A | 2019-11-22 | 2020-07-01 | 2020-08-31 | N/A | 0 |  | fillme |  | #N/A | #N/A | #N/A | #N/A | [6 empty] | 2019 | 11 | 2020 | 7 | 2020 | 8 | 1 | 1 | 1 | 1 | 0 | CONFIDENTIAL | CONFIDENTIAL | CONFIDENTIAL | 0 | 0 | #VALUE! | #VALUE! | 0
195 | #N/A | #N/A | #N/A | #N/A | #N/A | 2019-11-22 | 2020-07-01 | 2020-08-31 | N/A | 0 |  | fillme |  | #N/A | #N/A | #N/A | #N/A | [6 empty] | 2019 | 11 | 2020 | 7 | 2020 | 8 | 1 | 1 | 1 | 1 | 0 | CONFIDENTIAL | CONFIDENTIAL | CONFIDENTIAL | 0 | 0 | #VALUE! | #VALUE! | 0
196 | #N/A | #N/A | #N/A | #N/A | #N/A | 2019-11-22 | 2020-07-01 | 2020-08-31 | N/A | 0 |  | fillme |  | #N/A | #N/A | #N/A | #N/A | [6 empty] | 2019 | 11 | 2020 | 7 | 2020 | 8 | 1 | 1 | 1 | 1 | 0 | CONFIDENTIAL | CONFIDENTIAL | CONFIDENTIAL | 0 | 0 | #VALUE! | #VALUE! | 0
197 | #N/A | #N/A | #N/A | #N/A | #N/A | 2019-11-22 | 2020-07-01 | 2020-08-31 | N/A | 0 |  | fillme |  | #N/A | #N/A | #N/A | #N/A | [6 empty] | 2019 | 11 | 2020 | 7 | 2020 | 8 | 1 | 1 | 1 | 1 | 0 | CONFIDENTIAL | CONFIDENTIAL | CONFIDENTIAL | 0 | 0 | #VALUE! | #VALUE! | 0
198 | #N/A | #N/A | #N/A | #N/A | #N/A | 2019-11-22 | 2020-04-01 | 2020-05-31 | N/A | 0 |  | fillme |  | #N/A | #N/A | #N/A | #N/A | [6 empty] | 2019 | 11 | 2020 | 4 | 2020 | 5 | 1 | 1 | 1 | 1 | 0 | CONFiDENTIAL | CONFiDENTIAL | CONFiDENTIAL | 0 | 0 | #VALUE! | #VALUE! | 0
199 | #N/A | #N/A | #N/A | #N/A | #N/A | 2019-11-22 | 2020-04-01 | 2020-05-31 | N/A | 0 |  | fillme |  | #N/A | #N/A | #N/A | #N/A | [6 empty] | 2019 | 11 | 2020 | 4 | 2020 | 5 | 1 | 1 | 1 | 1 | 0 | CONFiDENTIAL | CONFiDENTIAL | CONFiDENTIAL | 0 | 0 | #VALUE! | #VALUE! | 0
200 | #N/A | #N/A | #N/A | #N/A | #N/A | 2019-12-11 | 2020-02-01 | 2020-02-29 | N/A | 0 |  | fillme |  | #N/A | #N/A | #N/A | #N/A | [6 empty] | 2019 | 12 | 2020 | 2 | 2020 | 2 | 1 | 1 | 1 | 1 | 0 | CONFiDENTIAL | CONFiDENTIAL | CONFiDENTIAL | 0 | 0 | #VALUE! | #VALUE! | 0
201 | #N/A | #N/A | #N/A | #N/A | #N/A | 2019-12-11 | 2020-02-01 | 2020-02-29 | N/A | 0 |  | fillme |  | #N/A | #N/A | #N/A | #N/A | [6 empty] | 2019 | 12 | 2020 | 2 | 2020 | 2 | 1 | 1 | 1 | 1 | 0 | CONFiDENTIAL | CONFiDENTIAL | CONFiDENTIAL | 0 | 0 | #VALUE! | #VALUE! | 0
202 | #N/A | #N/A | #N/A | #N/A | #N/A | 2019-12-12 | 2020-02-01 | 2020-05-31 | N/A | 0 |  | fillme |  | #N/A | #N/A | #N/A | #N/A | [6 empty] | 2019 | 12 | 2020 | 2 | 2020 | 5 | 1 | 1 | 1 | 1 | 0 | CONFiDENTIAL | CONFiDENTIAL | CONFiDENTIAL | 0 | 0 | #VALUE! | #VALUE! | 0
203 | #N/A | #N/A | #N/A | #N/A | #N/A | 2019-12-13 | 2020-03-01 | 2020-03-31 | N/A | 0 |  | fillme |  | #N/A | #N/A | #N/A | #N/A | [6 empty] | 2019 | 12 | 2020 | 3 | 2020 | 3 | 1 | 1 | 1 | 1 | 0 | CONFiDENTIAL | CONFiDENTIAL | CONFiDENTIAL | 0 | 0 | #VALUE! | #VALUE! | 0
204 | #N/A | #N/A | #N/A | #N/A | #N/A | 2019-12-13 | 2020-03-01 | 2020-03-31 | N/A | 0 |  | fillme |  | #N/A | #N/A | #N/A | #N/A | [6 empty] | 2019 | 12 | 2020 | 3 | 2020 | 3 | 1 | 1 | 1 | 1 | 0 | CONFiDENTIAL | CONFiDENTIAL | CONFiDENTIAL | 0 | 0 | #VALUE! | #VALUE! | 0
205 | #N/A | #N/A | #N/A | #N/A | #N/A | 2020-01-07 | 2020-09-01 | 2020-10-31 | N/A | 0 |  | fillme |  | #N/A | #N/A | #N/A | #N/A | [6 empty] | 2020 | 1 | 2020 | 9 | 2020 | 10 | 1 | 1 | 1 | 1 | 0 | CONFiDENTIAL | CONFiDENTIAL | CONFiDENTIAL | 0 | 0 | #VALUE! | #VALUE! | 0
206 | #N/A | #N/A | #N/A | #N/A | #N/A | 2020-01-07 | 2020-09-01 | 2020-09-30 | N/A | 0 |  | fillme |  | #N/A | #N/A | #N/A | #N/A | [6 empty] | 2020 | 1 | 2020 | 9 | 2020 | 9 | 1 | 1 | 1 | 1 | 0 | CONFiDENTIAL | CONFiDENTIAL | CONFiDENTIAL | 0 | 0 | #VALUE! | #VALUE! | 0
207 | #N/A | #N/A | #N/A | #N/A | #N/A | 2020-01-07 | 2020-05-01 | 2020-05-31 | N/A | 0 |  | fillme |  | #N/A | #N/A | #N/A | #N/A | [6 empty] | 2020 | 1 | 2020 | 5 | 2020 | 5 | 1 | 1 | 1 | 1 | 0 | CONFiDENTIAL | CONFiDENTIAL | CONFiDENTIAL | 0 | 0 | #VALUE! | #VALUE! | 0
208 | #N/A | #N/A | #N/A | #N/A | #N/A | 2020-01-24 | 2020-08-01 | 2020-09-30 | N/A | 0 |  | fillme |  | #N/A | #N/A | #N/A | #N/A | [6 empty] | 2020 | 1 | 2020 | 8 | 2020 | 9 | 1 | 1 | 1 | 1 | 0 | CONFiDENTIAL | CONFiDENTIAL | CONFiDENTIAL | 0 | 0 | #VALUE! | #VALUE! | 0
209 | #N/A | #N/A | #N/A | #N/A | #N/A | 2020-01-24 | 2020-08-01 | 2020-09-30 | N/A | 0 |  | fillme |  | #N/A | #N/A | #N/A | #N/A | [6 empty] | 2020 | 1 | 2020 | 8 | 2020 | 9 | 1 | 1 | 1 | 1 | 0 | CONFiDENTIAL | CONFiDENTIAL | CONFiDENTIAL | 0 | 0 | #VALUE! | #VALUE! | 0
210 | #N/A | #N/A | #N/A | #N/A | #N/A | 2020-01-24 | 2020-08-01 | 2020-09-30 | N/A | 0 |  | fillme |  | #N/A | #N/A | #N/A | #N/A | [6 empty] | 2020 | 1 | 2020 | 8 | 2020 | 9 | 1 | 1 | 1 | 1 | 0 | CONFiDENTIAL | CONFiDENTIAL | CONFiDENTIAL | 0 | 0 | #VALUE! | #VALUE! | 0
211 | #N/A | #N/A | #N/A | #N/A | #N/A | 2020-01-24 | 2020-08-01 | 2020-09-30 | N/A | 0 |  | fillme |  | #N/A | #N/A | #N/A | #N/A | [6 empty] | 2020 | 1 | 2020 | 8 | 2020 | 9 | 1 | 1 | 1 | 1 | 0 | CONFiDENTIAL | CONFiDENTIAL | CONFiDENTIAL | 0 | 0 | #VALUE! | #VALUE! | 0
212 | #N/A | #N/A | #N/A | #N/A | #N/A | 2020-01-24 | 2020-08-01 | 2020-09-30 | N/A | 0 |  | fillme |  | #N/A | #N/A | #N/A | #N/A | [6 empty] | 2020 | 1 | 2020 | 8 | 2020 | 9 | 1 | 1 | 1 | 1 | 0 | CONFiDENTIAL | CONFiDENTIAL | CONFiDENTIAL | 0 | 0 | #VALUE! | #VALUE! | 0
213 | #N/A | #N/A | #N/A | #N/A | #N/A | 2020-01-24 | 2020-08-01 | 2020-09-30 | N/A | 0 |  | fillme |  | #N/A | #N/A | #N/A | #N/A | [6 empty] | 2020 | 1 | 2020 | 8 | 2020 | 9 | 1 | 1 | 1 | 1 | 0 | CONFiDENTIAL | CONFiDENTIAL | CONFiDENTIAL | 0 | 0 | #VALUE! | #VALUE! | 0
214 | #N/A | #N/A | #N/A | #N/A | #N/A | 2020-02-05 | 2020-03-01 | 2020-03-31 | N/A | 0 |  | fillme |  | #N/A | #N/A | #N/A | #N/A | [6 empty] | 2020 | 2 | 2020 | 3 | 2020 | 3 | 1 | 1 | 1 | 1 | 0 | CONFiDENTIAL | CONFiDENTIAL | CONFiDENTIAL | 0 | 0 | #VALUE! | #VALUE! | 0
215 | #N/A | #N/A | #N/A | #N/A | #N/A | 2020-02-07 | 2020-07-01 | 2020-10-31 | N/A | 0 |  | fillme |  | #N/A | #N/A | #N/A | #N/A | [6 empty] | 2020 | 2 | 2020 | 7 | 2020 | 10 | 1 | 1 | 1 | 1 | 0 | CONFiDENTIAL | CONFiDENTIAL | CONFiDENTIAL | 0 | 0 | #VALUE! | #VALUE! | 0
216 | #N/A | #N/A | #N/A | #N/A | #N/A | 2020-03-23 | 2020-06-01 | 2020-06-30 | N/A | 0 |  | fillme |  | #N/A | #N/A | #N/A | #N/A | [6 empty] | 2020 | 3 | 2020 | 6 | 2020 | 6 | 1 | 1 | 1 | 1 | 0 | CONFiDENTIAL | CONFiDENTIAL | CONFiDENTIAL | 0 | 0 | #VALUE! | #VALUE! | 0
217 | #N/A | #N/A | #N/A | #N/A | #N/A | 2020-03-23 | 2020-06-01 | 2020-06-30 | N/A | 0 |  | fillme |  | #N/A | #N/A | #N/A | #N/A | [6 empty] | 2020 | 3 | 2020 | 6 | 2020 | 6 | 1 | 1 | 1 | 1 | 0 | CONFiDENTIAL | CONFiDENTIAL | CONFiDENTIAL | 0 | 0 | #VALUE! | #VALUE! | 0
218 | #N/A | #N/A | #N/A | #N/A | #N/A | 2020-03-23 | 2020-06-01 | 2020-06-30 | N/A | 0 |  | fillme |  | #N/A | #N/A | #N/A | #N/A | [6 empty] | 2020 | 3 | 2020 | 6 | 2020 | 6 | 1 | 1 | 1 | 1 | 0 | CONFiDENTIAL | CONFiDENTIAL | CONFiDENTIAL | 0 | 0 | #VALUE! | #VALUE! | 0
219 | #N/A | #N/A | #N/A | #N/A | #N/A | 2020-03-23 | 2020-06-01 | 2020-06-30 | N/A | 0 |  | fillme |  | #N/A | #N/A | #N/A | #N/A | [6 empty] | 2020 | 3 | 2020 | 6 | 2020 | 6 | 1 | 1 | 1 | 1 | 0 | CONFiDENTIAL | CONFiDENTIAL | CONFiDENTIAL | 0 | 0 | #VALUE! | #VALUE! | 0
220 | #N/A | #N/A | #N/A | #N/A | #N/A | 2020-03-23 | 2020-06-01 | 2020-06-30 | N/A | 0 |  | fillme |  | #N/A | #N/A | #N/A | #N/A | [6 empty] | 2020 | 3 | 2020 | 6 | 2020 | 6 | 1 | 1 | 1 | 1 | 0 | CONFiDENTIAL | CONFiDENTIAL | CONFiDENTIAL | 0 | 0 | #VALUE! | #VALUE! | 0
221 | #N/A | #N/A | #N/A | #N/A | #N/A | 2020-03-25 | 2020-07-01 | 2020-07-31 | N/A | 0 |  | fillme |  | #N/A | #N/A | #N/A | #N/A | [6 empty] | 2020 | 3 | 2020 | 7 | 2020 | 7 | 1 | 1 | 1 | 1 | 0 | CONFiDENTIAL | CONFiDENTIAL | CONFiDENTIAL | 0 | 0 | #VALUE! | #VALUE! | 0
222 | #N/A | #N/A | #N/A | #N/A | #N/A | 2020-04-01 | 2020-06-01 | 2020-06-30 | N/A | 0 |  | fillme |  | #N/A | #N/A | #N/A | #N/A | [6 empty] | 2020 | 4 | 2020 | 6 | 2020 | 6 | 1 | 1 | 1 | 1 | 0 | CONFiDENTIAL | CONFiDENTIAL | CONFiDENTIAL | 0 | 0 | #VALUE! | #VALUE! | 0
223 | #N/A | #N/A | #N/A | #N/A | #N/A | 2020-04-16 | 2020-07-01 | 2020-07-31 | N/A | 0 |  | fillme |  | #N/A | #N/A | #N/A | #N/A | [6 empty] | 2020 | 4 | 2020 | 7 | 2020 | 7 | 1 | 1 | 1 | 1 | 0 | CONFiDENTIAL | CONFiDENTIAL | CONFiDENTIAL | 0 | 0 | #VALUE! | #VALUE! | 0
224 | #N/A | #N/A | #N/A | #N/A | #N/A | 2020-04-16 | 2020-07-01 | 2020-07-31 | N/A | 0 |  | fillme |  | #N/A | #N/A | #N/A | #N/A | [6 empty] | 2020 | 4 | 2020 | 7 | 2020 | 7 | 1 | 1 | 1 | 1 | 0 | CONFiDENTIAL | CONFiDENTIAL | CONFiDENTIAL | 0 | 0 | #VALUE! | #VALUE! | 0
225 | #N/A | #N/A | #N/A | #N/A | #N/A | 2020-04-16 | 2020-07-01 | 2020-07-31 | N/A | 0 |  | fillme |  | #N/A | #N/A | #N/A | #N/A | [6 empty] | 2020 | 4 | 2020 | 7 | 2020 | 7 | 1 | 1 | 1 | 1 | 0 | CONFiDENTIAL | CONFiDENTIAL | CONFiDENTIAL | 0 | 0 | #VALUE! | #VALUE! | 0
226 | #N/A | #N/A | #N/A | #N/A | #N/A | 2020-04-16 | 2020-08-01 | 2020-08-31 | N/A | 0 |  | fillme |  | #N/A | #N/A | #N/A | #N/A | [6 empty] | 2020 | 4 | 2020 | 8 | 2020 | 8 | 1 | 1 | 1 | 1 | 0 | CONFiDENTIAL | CONFiDENTIAL | CONFiDENTIAL | 0 | 0 | #VALUE! | #VALUE! | 0
227 | #N/A | #N/A | #N/A | #N/A | #N/A | 2020-04-17 | 2020-09-01 | 2020-10-31 | N/A | 0 |  | fillme |  | #N/A | #N/A | #N/A | #N/A | [6 empty] | 2020 | 4 | 2020 | 9 | 2020 | 10 | 1 | 1 | 1 | 1 | 0 | CONFiDENTIAL | CONFiDENTIAL | CONFiDENTIAL | 0 | 0 | #VALUE! | #VALUE! | 0
228 | #N/A | #N/A | #N/A | #N/A | #N/A | 2020-04-17 | 2020-07-01 | 2020-12-31 | N/A | 0 |  | fillme |  | #N/A | #N/A | #N/A | #N/A | [6 empty] | 2020 | 4 | 2020 | 7 | 2020 | 12 | 1 | 1 | 1 | 1 | 0 | CONFiDENTIAL | CONFiDENTIAL | CONFiDENTIAL | 0 | 0 | #VALUE! | #VALUE! | 0
229 | #N/A | #N/A | #N/A | #N/A | #N/A | 2020-04-17 | 2020-07-01 | 2020-12-31 | N/A | 0 |  | fillme |  | #N/A | #N/A | #N/A | #N/A | [6 empty] | 2020 | 4 | 2020 | 7 | 2020 | 12 | 1 | 1 | 1 | 1 | 0 | CONFiDENTIAL | CONFiDENTIAL | CONFiDENTIAL | 0 | 0 | #VALUE! | #VALUE! | 0
230 | #N/A | #N/A | #N/A | #N/A | #N/A | 2020-04-17 | 2020-07-01 | 2020-12-31 | N/A | 0 |  | fillme |  | #N/A | #N/A | #N/A | #N/A | [6 empty] | 2020 | 4 | 2020 | 7 | 2020 | 12 | 1 | 1 | 1 | 1 | 0 | CONFiDENTIAL | CONFiDENTIAL | CONFiDENTIAL | 0 | 0 | #VALUE! | #VALUE! | 0
231 | #N/A | #N/A | #N/A | #N/A | #N/A | 2020-04-17 | 2020-07-01 | 2020-12-31 | N/A | 0 |  | fillme |  | #N/A | #N/A | #N/A | #N/A | [6 empty] | 2020 | 4 | 2020 | 7 | 2020 | 12 | 1 | 1 | 1 | 1 | 0 | CONFiDENTIAL | CONFiDENTIAL | CONFiDENTIAL | 0 | 0 | #VALUE! | #VALUE! | 0
232 | #N/A | #N/A | #N/A | #N/A | #N/A | 2020-04-23 | 2020-07-01 | 2020-08-31 | N/A | 0 |  | fillme |  | #N/A | #N/A | #N/A | #N/A | [6 empty] | 2020 | 4 | 2020 | 7 | 2020 | 8 | 1 | 1 | 1 | 1 | 0 | CONFiDENTIAL | CONFiDENTIAL | CONFiDENTIAL | 0 | 0 | #VALUE! | #VALUE! | 0
233 | #N/A | #N/A | #N/A | #N/A | #N/A | 2020-04-23 | 2020-07-01 | 2020-08-31 | N/A | 0 |  | fillme |  | #N/A | #N/A | #N/A | #N/A | [6 empty] | 2020 | 4 | 2020 | 7 | 2020 | 8 | 1 | 1 | 1 | 1 | 0 | CONFiDENTIAL | CONFiDENTIAL | CONFiDENTIAL | 0 | 0 | #VALUE! | #VALUE! | 0
234 | #N/A | #N/A | #N/A | #N/A | #N/A | 2020-04-29 | 2020-07-01 | 2020-07-31 | N/A | 0 |  | fillme |  | #N/A | #N/A | #N/A | #N/A | [6 empty] | 2020 | 4 | 2020 | 7 | 2020 | 7 | 1 | 1 | 1 | 1 | 0 | CONFiDENTIAL | CONFiDENTIAL | CONFiDENTIAL | 0 | 0 | #VALUE! | #VALUE! | 0
235 | #N/A | #N/A | #N/A | #N/A | #N/A | 2020-05-07 | 2020-07-01 | 2020-07-31 | N/A | 0 |  | fillme |  | #N/A | #N/A | #N/A | #N/A | [6 empty] | 2020 | 5 | 2020 | 7 | 2020 | 7 | 1 | 1 | 1 | 1 | 0 | CONFiDENTIAL | CONFiDENTIAL | CONFiDENTIAL | 0 | 0 | #VALUE! | #VALUE! | 0
236 | #N/A | #N/A | #N/A | #N/A | #N/A | 2020-05-07 | 2020-07-01 | 2020-07-31 | N/A | 0 |  | fillme |  | #N/A | #N/A | #N/A | #N/A | [6 empty] | 2020 | 5 | 2020 | 7 | 2020 | 7 | 1 | 1 | 1 | 1 | 0 | CONFiDENTIAL | CONFiDENTIAL | CONFiDENTIAL | 0 | 0 | #VALUE! | #VALUE! | 0
237 | #N/A | #N/A | #N/A | #N/A | #N/A | 2020-05-13 | 2020-07-01 | 2020-07-31 | N/A | 0 |  | fillme |  | #N/A | #N/A | #N/A | #N/A | [6 empty] | 2020 | 5 | 2020 | 7 | 2020 | 7 | 1 | 1 | 1 | 1 | 0 | CONFiDENTIAL | CONFiDENTIAL | CONFiDENTIAL | 0 | 0 | #VALUE! | #VALUE! | 0
238 | #N/A | #N/A | #N/A | #N/A | #N/A | 2020-05-21 | 2020-08-01 | 2020-08-31 | N/A | 0 |  | fillme |  | #N/A | #N/A | #N/A | #N/A | [6 empty] | 2020 | 5 | 2020 | 8 | 2020 | 8 | 1 | 1 | 1 | 1 | 0 | CONFiDENTIAL | CONFiDENTIAL | CONFiDENTIAL | 0 | 0 | #VALUE! | #VALUE! | 0
239 | #N/A | #N/A | #N/A | #N/A | #N/A | 2020-05-26 | 2020-08-01 | 2020-08-31 | N/A | 0 |  | fillme |  | #N/A | #N/A | #N/A | #N/A | [6 empty] | 2020 | 5 | 2020 | 8 | 2020 | 8 | 1 | 1 | 1 | 1 | 0 | CONFiDENTIAL | CONFiDENTIAL | CONFiDENTIAL | 0 | 0 | #VALUE! | #VALUE! | 0
240 | #N/A | #N/A | #N/A | #N/A | #N/A | 2020-05-26 | 2020-08-01 | 2020-08-31 | N/A | 0 |  | fillme |  | #N/A | #N/A | #N/A | #N/A | [6 empty] | 2020 | 5 | 2020 | 8 | 2020 | 8 | 1 | 1 | 1 | 1 | 0 | CONFiDENTIAL | CONFiDENTIAL | CONFiDENTIAL | 0 | 0 | #VALUE! | #VALUE! | 0
241 | #N/A | #N/A | #N/A | #N/A | #N/A | 2020-06-03 | 2020-09-01 | 2020-09-30 | N/A | 0 |  | fillme |  | #N/A | #N/A | #N/A | #N/A | [6 empty] | 2020 | 6 | 2020 | 9 | 2020 | 9 | 1 | 1 | 1 | 1 | 0 | CONFiDENTIAL | CONFiDENTIAL | CONFiDENTIAL | 0 | 0 | #VALUE! | #VALUE! | 0
242 | #N/A | #N/A | #N/A | #N/A | #N/A | 2020-06-03 | 2020-08-01 | 2020-08-31 | N/A | 0 |  | fillme |  | #N/A | #N/A | #N/A | #N/A | [6 empty] | 2020 | 6 | 2020 | 8 | 2020 | 8 | 1 | 1 | 1 | 1 | 0 | CONFiDENTIAL | CONFiDENTIAL | CONFiDENTIAL | 0 | 0 | #VALUE! | #VALUE! | 0
243 | #N/A | #N/A | #N/A | #N/A | #N/A | 2020-06-04 | 2020-08-01 | 2020-08-31 | N/A | 0 |  | fillme |  | #N/A | #N/A | #N/A | #N/A | [6 empty] | 2020 | 6 | 2020 | 8 | 2020 | 8 | 1 | 1 | 1 | 1 | 0 | CONFiDENTIAL | CONFiDENTIAL | CONFiDENTIAL | 0 | 0 | #VALUE! | #VALUE! | 0
244 | #N/A | #N/A | #N/A | #N/A | #N/A | 2020-06-05 | 2020-09-01 | 2020-10-31 | N/A | 0 |  | fillme |  | #N/A | #N/A | #N/A | #N/A | [6 empty] | 2020 | 6 | 2020 | 9 | 2020 | 10 | 1 | 1 | 1 | 1 | 0 | CONFiDENTIAL | CONFiDENTIAL | CONFiDENTIAL | 0 | 0 | #VALUE! | #VALUE! | 0
245 | #N/A | #N/A | #N/A | #N/A | #N/A | 2020-07-09 | 2020-09-01 | 2020-10-31 | N/A | 0 |  | fillme |  | #N/A | #N/A | #N/A | #N/A | [6 empty] | 2020 | 7 | 2020 | 9 | 2020 | 10 | 1 | 1 | 1 | 1 | 0 | CONFiDENTIAL | CONFiDENTIAL | CONFiDENTIAL | 0 | 0 | #VALUE! | #VALUE! | 0
246 | #N/A | #N/A | #N/A | #N/A | #N/A | 2020-07-09 | 2020-10-01 | 2020-10-31 | N/A | 0 |  | fillme |  | #N/A | #N/A | #N/A | #N/A | [6 empty] | 2020 | 7 | 2020 | 10 | 2020 | 10 | 1 | 1 | 1 | 1 | 0 | CONFiDENTIAL | CONFiDENTIAL | CONFiDENTIAL | 0 | 0 | #VALUE! | #VALUE! | 0
247 | #N/A | #N/A | #N/A | #N/A | #N/A | 2020-07-09 | 2020-09-01 | 2020-10-31 | N/A | 0 |  | fillme |  | #N/A | #N/A | #N/A | #N/A | [6 empty] | 2020 | 7 | 2020 | 9 | 2020 | 10 | 1 | 1 | 1 | 1 | 0 | CONFiDENTIAL | CONFiDENTIAL | CONFiDENTIAL | 0 | 0 | #VALUE! | #VALUE! | 0
248 | #N/A | #N/A | #N/A | #N/A | #N/A | 2020-07-09 | 2020-10-01 | 2020-10-31 | N/A | 0 |  | fillme |  | #N/A | #N/A | #N/A | #N/A | [6 empty] | 2020 | 7 | 2020 | 10 | 2020 | 10 | 1 | 1 | 1 | 1 | 0 | CONFiDENTIAL | CONFiDENTIAL | CONFiDENTIAL | 0 | 0 | #VALUE! | #VALUE! | 0
249 | #N/A | #N/A | #N/A | #N/A | #N/A | 2018-05-04 | 2019-01-01 | 2021-12-31 | N/A | 0 |  | fillme |  | #N/A | #N/A | #N/A | #N/A | [6 empty] | 2018 | 5 | 2019 | 1 | 2021 | 12 | 1 | 1 | 1 | 1 | 0 | CONFiDENTIAL | CONFiDENTIAL | CONFiDENTIAL | 0 | 0 | #VALUE! | #VALUE! | 0
250 | #N/A | #N/A | #N/A | #N/A | #N/A | 2018-05-04 | 2019-01-01 | 2021-12-31 | N/A | 0 |  | fillme |  | #N/A | #N/A | #N/A | #N/A | [6 empty] | 2018 | 5 | 2019 | 1 | 2021 | 12 | 1 | 1 | 1 | 1 | 0 | CONFiDENTIAL | CONFiDENTIAL | CONFiDENTIAL | 0 | 0 | #VALUE! | #VALUE! | 0
251 | #N/A | #N/A | #N/A | #N/A | #N/A | 2018-05-04 | 2019-01-01 | 2021-12-31 | N/A | 0 |  | fillme |  | #N/A | #N/A | #N/A | #N/A | [6 empty] | 2018 | 5 | 2019 | 1 | 2021 | 12 | 1 | 1 | 1 | 1 | 0 | CONFiDENTIAL | CONFiDENTIAL | CONFiDENTIAL | 0 | 0 | #VALUE! | #VALUE! | 0
252 | #N/A | #N/A | #N/A | #N/A | #N/A | 2018-05-04 | 2019-01-01 | 2021-12-31 | N/A | 0 |  | fillme |  | #N/A | #N/A | #N/A | #N/A | [6 empty] | 2018 | 5 | 2019 | 1 | 2021 | 12 | 1 | 1 | 1 | 1 | 0 | CONFiDENTIAL | CONFiDENTIAL | CONFiDENTIAL | 0 | 0 | #VALUE! | #VALUE! | 0
253 | #N/A | #N/A | #N/A | #N/A | #N/A | 2018-05-04 | 2019-01-01 | 2021-12-31 | N/A | 0 |  | fillme |  | #N/A | #N/A | #N/A | #N/A | [6 empty] | 2018 | 5 | 2019 | 1 | 2021 | 12 | 1 | 1 | 1 | 1 | 0 | CONFiDENTIAL | CONFiDENTIAL | CONFiDENTIAL | 0 | 0 | #VALUE! | #VALUE! | 0
254 | #N/A | #N/A | #N/A | #N/A | #N/A | 2018-05-04 | 2019-01-01 | 2021-12-31 | N/A | 0 |  | fillme |  | #N/A | #N/A | #N/A | #N/A | [6 empty] | 2018 | 5 | 2019 | 1 | 2021 | 12 | 1 | 1 | 1 | 1 | 0 | CONFiDENTIAL | CONFiDENTIAL | CONFiDENTIAL | 0 | 0 | #VALUE! | #VALUE! | 0
255 | #N/A | #N/A | #N/A | #N/A | #N/A | 2018-05-04 | 2019-01-01 | 2021-12-31 | N/A | 0 |  | fillme |  | #N/A | #N/A | #N/A | #N/A | [6 empty] | 2018 | 5 | 2019 | 1 | 2021 | 12 | 1 | 1 | 1 | 1 | 0 | CONFiDENTIAL | CONFiDENTIAL | CONFiDENTIAL | 0 | 0 | #VALUE! | #VALUE! | 0
256 | #N/A | #N/A | #N/A | #N/A | #N/A | 2018-05-04 | 2019-01-01 | 2021-12-31 | N/A | 0 |  | fillme |  | #N/A | #N/A | #N/A | #N/A | [6 empty] | 2018 | 5 | 2019 | 1 | 2021 | 12 | 1 | 1 | 1 | 1 | 0 | CONFiDENTIAL | CONFiDENTIAL | CONFiDENTIAL | 0 | 0 | #VALUE! | #VALUE! | 0
257 | #N/A | #N/A | #N/A | #N/A | #N/A | 2018-05-04 | 2019-01-01 | 2021-12-31 | N/A | 0 |  | fillme |  | #N/A | #N/A | #N/A | #N/A | [6 empty] | 2018 | 5 | 2019 | 1 | 2021 | 12 | 1 | 1 | 1 | 1 | 0 | CONFiDENTIAL | CONFiDENTIAL | CONFiDENTIAL | 0 | 0 | #VALUE! | #VALUE! | 0
258 | #N/A | #N/A | #N/A | #N/A | #N/A | 2018-05-04 | 2019-01-01 | 2021-12-31 | N/A | 0 |  | fillme |  | #N/A | #N/A | #N/A | #N/A | [6 empty] | 2018 | 5 | 2019 | 1 | 2021 | 12 | 1 | 1 | 1 | 1 | 0 | CONFiDENTIAL | CONFiDENTIAL | CONFiDENTIAL | 0 | 0 | #VALUE! | #VALUE! | 0
259 | #N/A | #N/A | #N/A | #N/A | #N/A | 2019-05-14 | 2020-01-01 | 2022-12-31 | N/A | 0 |  | fillme |  | #N/A | #N/A | #N/A | #N/A | [6 empty] | 2019 | 5 | 2020 | 1 | 2022 | 12 | 1 | 1 | 1 | 1 | 0 | CONFiDENTIAL | CONFiDENTIAL | CONFiDENTIAL | 0 | 0 | #VALUE! | #VALUE! | 0
260 | #N/A | #N/A | #N/A | #N/A | #N/A | 2019-07-25 | 2021-01-01 | 2022-12-31 | N/A | 0 |  | fillme |  | #N/A | #N/A | #N/A | #N/A | [6 empty] | 2019 | 7 | 2021 | 1 | 2022 | 12 | 1 | 1 | 1 | 1 | 0 | CONFiDENTIAL | CONFiDENTIAL | CONFiDENTIAL | 0 | 0 | #VALUE! | #VALUE! | 0
261 | #N/A | #N/A | #N/A | #N/A | #N/A | 2019-09-23 | 2020-01-01 | 2022-12-31 | N/A | 0 |  | fillme |  | #N/A | #N/A | #N/A | #N/A | [6 empty] | 2019 | 9 | 2020 | 1 | 2022 | 12 | 1 | 1 | 1 | 1 | 0 | CONFiDENTIAL | CONFiDENTIAL | CONFiDENTIAL | 0 | 0 | #VALUE! | #VALUE! | 0
262 | #N/A | #N/A | #N/A | #N/A | #N/A | 2019-09-23 | 2020-01-01 | 2022-12-31 | N/A | 0 |  | fillme |  | #N/A | #N/A | #N/A | #N/A | [6 empty] | 2019 | 9 | 2020 | 1 | 2022 | 12 | 1 | 1 | 1 | 1 | 0 | CONFiDENTIAL | CONFiDENTIAL | CONFiDENTIAL | 0 | 0 | #VALUE! | #VALUE! | 0
263 | #N/A | #N/A | #N/A | #N/A | #N/A | 2019-09-23 | 2020-01-01 | 2022-12-31 | N/A | 0 |  | fillme |  | #N/A | #N/A | #N/A | #N/A | [6 empty] | 2019 | 9 | 2020 | 1 | 2022 | 12 | 1 | 1 | 1 | 1 | 0 | CONFiDENTIAL | CONFiDENTIAL | CONFiDENTIAL | 0 | 0 | #VALUE! | #VALUE! | 0
264 | #N/A | #N/A | #N/A | #N/A | #N/A | 2019-09-23 | 2020-01-01 | 2022-12-31 | N/A | 0 |  | fillme |  | #N/A | #N/A | #N/A | #N/A | [6 empty] | 2019 | 9 | 2020 | 1 | 2022 | 12 | 1 | 1 | 1 | 1 | 0 | CONFiDENTIAL | CONFiDENTIAL | CONFiDENTIAL | 0 | 0 | #VALUE! | #VALUE! | 0
265 | #N/A | #N/A | #N/A | #N/A | #N/A | 2019-09-23 | 2020-01-01 | 2022-12-31 | N/A | 0 |  | fillme |  | #N/A | #N/A | #N/A | #N/A | [6 empty] | 2019 | 9 | 2020 | 1 | 2022 | 12 | 1 | 1 | 1 | 1 | 0 | CONFiDENTIAL | CONFiDENTIAL | CONFiDENTIAL | 0 | 0 | #VALUE! | #VALUE! | 0
266 | #N/A | #N/A | #N/A | #N/A | #N/A | 2019-09-23 | 2020-01-01 | 2022-12-31 | N/A | 0 |  | fillme |  | #N/A | #N/A | #N/A | #N/A | [6 empty] | 2019 | 9 | 2020 | 1 | 2022 | 12 | 1 | 1 | 1 | 1 | 0 | CONFiDENTIAL | CONFiDENTIAL | CONFiDENTIAL | 0 | 0 | #VALUE! | #VALUE! | 0
267 | #N/A | #N/A | #N/A | #N/A | #N/A | 2019-09-23 | 2020-01-01 | 2022-12-31 | N/A | 0 |  | fillme |  | #N/A | #N/A | #N/A | #N/A | [6 empty] | 2019 | 9 | 2020 | 1 | 2022 | 12 | 1 | 1 | 1 | 1 | 0 | CONFiDENTIAL | CONFiDENTIAL | CONFiDENTIAL | 0 | 0 | #VALUE! | #VALUE! | 0
268 | #N/A | #N/A | #N/A | #N/A | #N/A | 2019-09-23 | 2020-01-01 | 2022-12-31 | N/A | 0 |  | fillme |  | #N/A | #N/A | #N/A | #N/A | [6 empty] | 2019 | 9 | 2020 | 1 | 2022 | 12 | 1 | 1 | 1 | 1 | 0 | CONFiDENTIAL | CONFiDENTIAL | CONFiDENTIAL | 0 | 0 | #VALUE! | #VALUE! | 0
269 | #N/A | #N/A | #N/A | #N/A | #N/A | 2019-09-23 | 2020-01-01 | 2022-12-31 | N/A | 0 |  | fillme |  | #N/A | #N/A | #N/A | #N/A | [6 empty] | 2019 | 9 | 2020 | 1 | 2022 | 12 | 1 | 1 | 1 | 1 | 0 | CONFiDENTIAL | CONFiDENTIAL | CONFiDENTIAL | 0 | 0 | #VALUE! | #VALUE! | 0
270 | #N/A | #N/A | #N/A | #N/A | #N/A | 2019-09-23 | 2020-01-01 | 2022-12-31 | N/A | 0 |  | fillme |  | #N/A | #N/A | #N/A | #N/A | [6 empty] | 2019 | 9 | 2020 | 1 | 2022 | 12 | 1 | 1 | 1 | 1 | 0 | CONFiDENTIAL | CONFiDENTIAL | CONFiDENTIAL | 0 | 0 | #VALUE! | #VALUE! | 0
271 | #N/A | #N/A | #N/A | #N/A | #N/A | 2019-09-23 | 2020-01-01 | 2022-12-31 | N/A | 0 |  | fillme |  | #N/A | #N/A | #N/A | #N/A | [6 empty] | 2019 | 9 | 2020 | 1 | 2022 | 12 | 1 | 1 | 1 | 1 | 0 | CONFiDENTIAL | CONFiDENTIAL | CONFiDENTIAL | 0 | 0 | #VALUE! | #VALUE! | 0
272 | #N/A | #N/A | #N/A | #N/A | #N/A | 2019-09-23 | 2020-01-01 | 2022-12-31 | N/A | 0 |  | fillme |  | #N/A | #N/A | #N/A | #N/A | [6 empty] | 2019 | 9 | 2020 | 1 | 2022 | 12 | 1 | 1 | 1 | 1 | 0 | CONFiDENTIAL | CONFiDENTIAL | CONFiDENTIAL | 0 | 0 | #VALUE! | #VALUE! | 0
273 | #N/A | #N/A | #N/A | #N/A | #N/A | 2019-09-23 | 2020-01-01 | 2022-12-31 | N/A | 0 |  | fillme |  | #N/A | #N/A | #N/A | #N/A | [6 empty] | 2019 | 9 | 2020 | 1 | 2022 | 12 | 1 | 1 | 1 | 1 | 0 | CONFiDENTIAL | CONFiDENTIAL | CONFiDENTIAL | 0 | 0 | #VALUE! | #VALUE! | 0
274 | #N/A | #N/A | #N/A | #N/A | #N/A | 2019-10-01 | 2021-01-01 | 2021-12-31 | N/A | 0 |  | fillme |  | #N/A | #N/A | #N/A | #N/A | [6 empty] | 2019 | 10 | 2021 | 1 | 2021 | 12 | 1 | 1 | 1 | 1 | 0 | CONFiDENTIAL | CONFiDENTIAL | CONFiDENTIAL | 0 | 0 | #VALUE! | #VALUE! | 0
275 | #N/A | #N/A | #N/A | #N/A | #N/A | 2019-10-17 | 2021-01-01 | 2022-12-31 | N/A | 0 |  | fillme |  | #N/A | #N/A | #N/A | #N/A | [6 empty] | 2019 | 10 | 2021 | 1 | 2022 | 12 | 1 | 1 | 1 | 1 | 0 | CONFiDENTIAL | CONFiDENTIAL | CONFiDENTIAL | 0 | 0 | #VALUE! | #VALUE! | 0
276 | #N/A | #N/A | #N/A | #N/A | #N/A | 2019-10-17 | 2020-02-01 | 2021-12-31 | N/A | 0 |  | fillme |  | #N/A | #N/A | #N/A | #N/A | [6 empty] | 2019 | 10 | 2020 | 2 | 2021 | 12 | 1 | 1 | 1 | 1 | 0 | CONFiDENTIAL | CONFiDENTIAL | CONFiDENTIAL | 0 | 0 | #VALUE! | #VALUE! | 0
277 | #N/A | #N/A | #N/A | #N/A | #N/A | 2019-10-17 | 2021-10-01 | 2021-10-31 | N/A | 0 |  | fillme |  | #N/A | #N/A | #N/A | #N/A | [6 empty] | 2019 | 10 | 2021 | 10 | 2021 | 10 | 1 | 1 | 1 | 1 | 0 | CONFiDENTIAL | CONFiDENTIAL | CONFiDENTIAL | 0 | 0 | #VALUE! | #VALUE! | 0
278 | #N/A | #N/A | #N/A | #N/A | #N/A | 2019-10-21 | 2020-04-01 | 2021-10-31 | N/A | 0 |  | fillme |  | #N/A | #N/A | #N/A | #N/A | [6 empty] | 2019 | 10 | 2020 | 4 | 2021 | 10 | 1 | 1 | 1 | 1 | 0 | CONFiDENTIAL | CONFiDENTIAL | CONFiDENTIAL | 0 | 0 | #VALUE! | #VALUE! | 0
279 | #N/A | #N/A | #N/A | #N/A | #N/A | 2019-10-21 | 2020-04-01 | 2021-10-31 | N/A | 0 |  | fillme |  | #N/A | #N/A | #N/A | #N/A | [6 empty] | 2019 | 10 | 2020 | 4 | 2021 | 10 | 1 | 1 | 1 | 1 | 0 | CONFiDENTIAL | CONFiDENTIAL | CONFiDENTIAL | 0 | 0 | #VALUE! | #VALUE! | 0
280 | #N/A | #N/A | #N/A | #N/A | #N/A | 2019-10-21 | 2020-04-01 | 2021-10-31 | N/A | 0 |  | fillme |  | #N/A | #N/A | #N/A | #N/A | [6 empty] | 2019 | 10 | 2020 | 4 | 2021 | 10 | 1 | 1 | 1 | 1 | 0 | CONFiDENTIAL | CONFiDENTIAL | CONFiDENTIAL | 0 | 0 | #VALUE! | #VALUE! | 0
281 | #N/A | #N/A | #N/A | #N/A | #N/A | 2019-10-21 | 2020-04-01 | 2021-10-31 | N/A | 0 |  | fillme |  | #N/A | #N/A | #N/A | #N/A | [6 empty] | 2019 | 10 | 2020 | 4 | 2021 | 10 | 1 | 1 | 1 | 1 | 0 | CONFiDENTIAL | CONFiDENTIAL | CONFiDENTIAL | 0 | 0 | #VALUE! | #VALUE! | 0
282 | #N/A | #N/A | #N/A | #N/A | #N/A | 2019-10-21 | 2020-04-01 | 2021-10-31 | N/A | 0 |  | fillme |  | #N/A | #N/A | #N/A | #N/A | [6 empty] | 2019 | 10 | 2020 | 4 | 2021 | 10 | 1 | 1 | 1 | 1 | 0 | CONFiDENTIAL | CONFiDENTIAL | CONFiDENTIAL | 0 | 0 | #VALUE! | #VALUE! | 0
283 | #N/A | #N/A | #N/A | #N/A | #N/A | 2019-10-24 | 2020-01-01 | 2022-12-31 | N/A | 0 |  | fillme |  | #N/A | #N/A | #N/A | #N/A | [6 empty] | 2019 | 10 | 2020 | 1 | 2022 | 12 | 1 | 1 | 1 | 1 | 0 | CONFiDENTIAL | CONFiDENTIAL | CONFiDENTIAL | 0 | 0 | #VALUE! | #VALUE! | 0
284 | #N/A | #N/A | #N/A | #N/A | #N/A | 2019-10-25 | 2021-01-01 | 2021-12-31 | N/A | 0 |  | fillme |  | #N/A | #N/A | #N/A | #N/A | [6 empty] | 2019 | 10 | 2021 | 1 | 2021 | 12 | 1 | 1 | 1 | 1 | 0 | CONFiDENTIAL | CONFiDENTIAL | CONFiDENTIAL | 0 | 0 | #VALUE! | #VALUE! | 0
285 | #N/A | #N/A | #N/A | #N/A | #N/A | 2019-10-25 | 2020-01-01 | 2020-12-31 | N/A | 0 |  | fillme |  | #N/A | #N/A | #N/A | #N/A | [6 empty] | 2019 | 10 | 2020 | 1 | 2020 | 12 | 1 | 1 | 1 | 1 | 0 | CONFiDENTIAL | CONFiDENTIAL | CONFiDENTIAL | 0 | 0 | #VALUE! | #VALUE! | 0
286 | #N/A | #N/A | #N/A | #N/A | #N/A | 2019-10-29 | 2020-08-01 | 2021-12-31 | N/A | 0 |  | fillme |  | #N/A | #N/A | #N/A | #N/A | [6 empty] | 2019 | 10 | 2020 | 8 | 2021 | 12 | 1 | 1 | 1 | 1 | 0 | CONFiDENTIAL | CONFiDENTIAL | CONFiDENTIAL | 0 | 0 | #VALUE! | #VALUE! | 0
287 | #N/A | #N/A | #N/A | #N/A | #N/A | 2019-10-29 | 2020-08-01 | 2021-12-31 | N/A | 0 |  | fillme |  | #N/A | #N/A | #N/A | #N/A | [6 empty] | 2019 | 10 | 2020 | 8 | 2021 | 12 | 1 | 1 | 1 | 1 | 0 | CONFiDENTIAL | CONFiDENTIAL | CONFiDENTIAL | 0 | 0 | #VALUE! | #VALUE! | 0
288 | #N/A | #N/A | #N/A | #N/A | #N/A | 2019-10-29 | 2020-08-01 | 2021-12-31 | N/A | 0 |  | fillme |  | #N/A | #N/A | #N/A | #N/A | [6 empty] | 2019 | 10 | 2020 | 8 | 2021 | 12 | 1 | 1 | 1 | 1 | 0 | CONFiDENTIAL | CONFiDENTIAL | CONFiDENTIAL | 0 | 0 | #VALUE! | #VALUE! | 0
289 | #N/A | #N/A | #N/A | #N/A | #N/A | 2019-10-30 | 2021-01-01 | 2021-03-31 | N/A | 0 |  | fillme |  | #N/A | #N/A | #N/A | #N/A | [6 empty] | 2019 | 10 | 2021 | 1 | 2021 | 3 | 1 | 1 | 1 | 1 | 0 | CONFiDENTIAL | CONFiDENTIAL | CONFiDENTIAL | 0 | 0 | #VALUE! | #VALUE! | 0
290 | #N/A | #N/A | #N/A | #N/A | #N/A | 2020-03-20 | 2021-01-01 | 2023-12-31 | N/A | 0 |  | 1 |  | #N/A | #N/A | #N/A | #N/A | [6 empty] | 2020 | 3 | 2021 | 1 | 2023 | 12 | 1 | 1 | 1 | 1 | 1 | CONFiDENTIAL | CONFiDENTIAL | CONFiDENTIAL | 0 | 0 | #VALUE! | #VALUE! | 0
291 | #N/A | #N/A | #N/A | #N/A | #N/A | 2020-03-26 | 2021-01-01 | 2021-12-31 | N/A | 0 |  | fillme |  | #N/A | #N/A | #N/A | #N/A | [6 empty] | 2020 | 3 | 2021 | 1 | 2021 | 12 | 1 | 1 | 1 | 1 | 0 | CONFiDENTIAL | CONFiDENTIAL | CONFiDENTIAL | 0 | 0 | #VALUE! | #VALUE! | 0
292 | #N/A | #N/A | #N/A | #N/A | #N/A | 2020-11-01 | 2021-01-01 | 2021-12-31 | N/A | 0 |  | fillme |  | #N/A | #N/A | #N/A | #N/A | [6 empty] | 2020 | 11 | 2021 | 1 | 2021 | 12 | 1 | 1 | 1 | 1 | 0 | CONFiDENTIAL | CONFiDENTIAL | CONFiDENTIAL | 0 | 0 | #VALUE! | #VALUE! | 0
293 | #N/A | #N/A | #N/A | #N/A | #N/A | 2020-11-01 | 2021-01-01 | 2023-12-31 | N/A | 0 |  | fillme |  | #N/A | #N/A | #N/A | #N/A | [6 empty] | 2020 | 11 | 2021 | 1 | 2023 | 12 | 1 | 1 | 1 | 1 | 0 | CONFiDENTIAL | CONFiDENTIAL | CONFiDENTIAL | 0 | 0 | #VALUE! | #VALUE! | 0
294 | #N/A | #N/A | #N/A | #N/A | #N/A | 2020-11-01 | 2021-01-01 | 2021-12-31 | N/A | 0 |  | fillme |  | #N/A | #N/A | #N/A | #N/A | [6 empty] | 2020 | 11 | 2021 | 1 | 2021 | 12 | 1 | 1 | 1 | 1 | 0 | CONFiDENTIAL | CONFiDENTIAL | CONFiDENTIAL | 0 | 0 | #VALUE! | #VALUE! | 0
295 | #N/A | #N/A | #N/A | #N/A | #N/A | 2020-11-01 | 2021-01-01 | 2021-12-31 | N/A | 0 |  | fillme |  | #N/A | #N/A | #N/A | #N/A | [6 empty] | 2020 | 11 | 2021 | 1 | 2021 | 12 | 1 | 1 | 1 | 1 | 0 | CONFiDENTIAL | CONFiDENTIAL | CONFiDENTIAL | 0 | 0 | #VALUE! | #VALUE! | 0
296 | #N/A | #N/A | #N/A | #N/A | #N/A | 2019-07-03 | 2022-01-01 | 2022-12-31 | N/A | 0 |  | fillme |  | #N/A | #N/A | #N/A | #N/A | [6 empty] | 2019 | 7 | 2022 | 1 | 2022 | 12 | 1 | 1 | 1 | 1 | 0 | CONFiDENTIAL | CONFiDENTIAL | CONFiDENTIAL | 0 | 0 | #VALUE! | #VALUE! | 0
297 | #N/A | #N/A | #N/A | #N/A | #N/A | 2019-09-23 | 2020-01-01 | 2022-12-31 | N/A | 0 |  | fillme |  | #N/A | #N/A | #N/A | #N/A | [6 empty] | 2019 | 9 | 2020 | 1 | 2022 | 12 | 1 | 1 | 1 | 1 | 0 | CONFiDENTIAL | CONFiDENTIAL | CONFiDENTIAL | 0 | 0 | #VALUE! | #VALUE! | 0
298 | #N/A | #N/A | #N/A | #N/A | #N/A | 2019-10-17 | 2022-01-01 | 2022-12-31 | N/A | 0 |  | fillme |  | #N/A | #N/A | #N/A | #N/A | [6 empty] | 2019 | 10 | 2022 | 1 | 2022 | 12 | 1 | 1 | 1 | 1 | 0 | CONFiDENTIAL | CONFiDENTIAL | CONFiDENTIAL | 0 | 0 | #VALUE! | #VALUE! | 0
299 | #N/A | #N/A | #N/A | #N/A | #N/A | 2019-10-30 | 2022-11-01 | 2022-12-31 | N/A | 0 |  | fillme |  | #N/A | #N/A | #N/A | #N/A | [6 empty] | 2019 | 10 | 2022 | 11 | 2022 | 12 | 1 | 1 | 1 | 1 | 0 | CONFiDENTIAL | CONFiDENTIAL | CONFiDENTIAL | 0 | 0 | #VALUE! | #VALUE! | 0
300 | #N/A | #N/A | #N/A | #N/A | #N/A | 2019-10-30 | 2020-01-01 | 2022-04-30 | N/A | 0 |  | fillme |  | #N/A | #N/A | #N/A | #N/A | [6 empty] | 2019 | 10 | 2020 | 1 | 2022 | 4 | 1 | 1 | 1 | 1 | 0 | CONFiDENTIAL | CONFiDENTIAL | CONFiDENTIAL | 0 | 0 | #VALUE! | #VALUE! | 0
301 | #N/A | #N/A | #N/A | #N/A | #N/A | 2020-04-24 | 2022-01-01 | 2022-12-31 | N/A | 0 |  | fillme |  | #N/A | #N/A | #N/A | #N/A | [6 empty] | 2020 | 4 | 2022 | 1 | 2022 | 12 | 1 | 1 | 1 | 1 | 0 | CONFiDENTIAL | CONFiDENTIAL | CONFiDENTIAL | 0 | 0 | #VALUE! | #VALUE! | 0
302 | #N/A | #N/A | #N/A | #N/A | #N/A | 2020-11-01 | 2022-01-01 | 2022-12-31 | N/A | 0 |  | fillme |  | #N/A | #N/A | #N/A | #N/A | [6 empty] | 2020 | 11 | 2022 | 1 | 2022 | 12 | 1 | 1 | 1 | 1 | 0 | CONFiDENTIAL | CONFiDENTIAL | CONFiDENTIAL | 0 | 0 | #VALUE! | #VALUE! | 0
303 | #N/A | #N/A | #N/A | #N/A | #N/A | 2021-01-01 | 2021-01-01 | 2030-12-31 | N/A | 0 |  | fillme |  | #N/A | #N/A | #N/A | #N/A | [6 empty] | 2021 | 1 | 2021 | 1 | 2030 | 12 | 1 | 1 | 1 | 1 | 0 | CONFiDENTIAL | CONFiDENTIAL | CONFiDENTIAL | 0 | 0 | #VALUE! | #VALUE! | 0
304 | #N/A | #N/A | #N/A | #N/A | #N/A | 2020-06-15 | 2020-06-15 | 2020-12-31 | N/A | 0 |  | fillme |  | #N/A | #N/A | #N/A | #N/A | [6 empty] | 2020 | 6 | 2020 | 6 | 2020 | 12 | 1 | 1 | 1 | 1 | 0 | CONFiDENTIAL | CONFiDENTIAL | CONFiDENTIAL | 0 | 0 | #VALUE! | #VALUE! | 0
305 | #N/A | #N/A | #N/A | #N/A | #N/A | 2020-04-15 | 2020-04-20 | 2020-12-31 | N/A | 0 |  | fillme |  | #N/A | #N/A | #N/A | #N/A | [6 empty] | 2020 | 4 | 2020 | 4 | 2020 | 12 | 1 | 1 | 1 | 1 | 0 | CONFiDENTIAL | CONFiDENTIAL | CONFiDENTIAL | 0 | 0 | #VALUE! | #VALUE! | 0
306 | #N/A | #N/A | #N/A | #N/A | 2023-01-01 | 2021-01-01 | 2023-01-01 | 2030-12-31 | N/A | 0 |  | fillme |  | 1 | 1 | 1 | 4 | [6 empty] | 2021 | 1 | 2023 | 1 | 2030 | 12 | 1 | 1 | 1 | 1 | 0 | CONFiDENTIAL | CONFiDENTIAL | CONFiDENTIAL | 0 | 0 | #VALUE! | #VALUE! | 0

## errors
monthly_gwh_mw
Test: Correct data type for resource | Test: Correct data type for Year | Test: Correct data type for Month | TEST: No blanks in energy and capacity data | TEST: No missing data | Test: Correct data type for max_mw | TEST: NQC provided only once | TEST: Working ELCC type
0 | 0 | 0 | 3954 | 0 | 3954 | 3775 | 0
unique_contracts
Test: Correct data type for lse_owned | Test: Correct data type for cam | Test:All data provided for hybrid | TEST: All data provided for contract | TEST: No fillmes
0 | 0 | 0 | 0 | 281

## fillmes
monthly_gwh_mw
notes | max_mw | resource_type | currently_online | elcc_type
0 | 0 | 0 | 0 | 0
unique_contracts
online_date_for_new_resources | is_incremental | viability_cod_reasonableness | viability_technical_feasibility | viability_resource_sufficiency | viability_financing
11 | 270 | 11 | 11 | 11 | 11

## dashboard
Show NQC for this month in System Reliability Progress Tracking Table-> | September | 9 | [17 empty] | item | col | name
Show D.19-11-016 incremental procurement in this year --> | 2021 | [18 empty] | NQC MW | monthly_gwh_mw!$T:$T | System Reliability Progress Tracking Table (NQC MW) for month of September by contract status, 38 MMT portfolio
Display NQC MW or GWh in System Reliability Progress Tracking Table? | NQC MW | [18 empty] | GWh | monthly_gwh_mw!$F:$F | Annual GWh by resource type
September 2021
|  | System Reliability Progress Tracking Table (NQC MW) for month of September by contract status, 38 MMT portfolio | ELCC type | 2020 | 2021 | 2022 | 2023 | 2024 | 2025 | 2026 | 2027 | 2028 | 2029 | 2030 | NQC MW from data | NQC MW displayed in table | difference (absolute) | match? |  |  |  |  | Year | Month | Supply NQC MWs
|  | online | wind_low_cf | 0 | 0 | 0 | 0 | 0 | 0 | 0 | 0 | 0 | 0 | 0 | 0 | 0 | 0 | TRUE |  |  |  |  | 2021 | 1 | 0
|  | online | wind_high_cf | 0 | 0 | 0 | 0 | 0 | 0 | 0 | 0 | 0 | 0 | 0 | [8 empty] | 2021 | 2 | 0
|  | online | biomass | 0 | 0 | 0 | 0 | 0 | 0 | 0 | 0 | 0 | 0 | 0 | [8 empty] | 2021 | 3 | 0
|  | online | cogen | 0 | 0 | 0 | 0 | 0 | 0 | 0 | 0 | 0 | 0 | 0 |  |  |  | 0 | <---Number of resources with an ELCC type of "fillme". If this is nonzero, it can cause a mismatch above. |  |  |  | 2021 | 4 | 0
|  | online | geothermal | 0 | 0 | 0 | 0 | 0 | 0 | 0 | 0 | 0 | 0 | 0 | [8 empty] | 2021 | 5 | 0
|  | online | hydro | 0 | 0 | 0 | 0 | 0 | 0 | 0 | 0 | 0 | 0 | 0 | [8 empty] | 2021 | 6 | 0
|  | online | thermal | 0 | 0 | 0 | 0 | 0 | 0 | 0 | 0 | 0 | 0 | 0 | [8 empty] | 2021 | 7 | 0
|  | online | battery | 0 | 0 | 0 | 0 | 0 | 0 | 0 | 0 | 0 | 0 | 0 | [8 empty] | 2021 | 8 | 0
|  | online | nuclear | 0 | 0 | 0 | 0 | 0 | 0 | 0 | 0 | 0 | 0 | 0 | [8 empty] | 2021 | 9 | 0
|  | online | solar | 0 | 0 | 0 | 0 | 0 | 0 | 0 | 0 | 0 | 0 | 0 | [8 empty] | 2021 | 10 | 0
|  | online | psh | 0 | 0 | 0 | 0 | 0 | 0 | 0 | 0 | 0 | 0 | 0 | [8 empty] | 2021 | 11 | 0
|  | online | unknown | 0 | 0 | 0 | 0 | 0 | 0 | 0 | 0 | 0 | 0 | 0 | [8 empty] | 2021 | 12 | 0
|  | development | wind_low_cf | 0 | 0 | 0 | 0 | 0 | 0 | 0 | 0 | 0 | 0 | 0 | [8 empty] | 2022 | 1 | 0
|  | development | wind_high_cf | 0 | 0 | 0 | 0 | 0 | 0 | 0 | 0 | 0 | 0 | 0 | [8 empty] | 2022 | 2 | 0
|  | development | biomass | 0 | 0 | 0 | 0 | 0 | 0 | 0 | 0 | 0 | 0 | 0 | [8 empty] | 2022 | 3 | 0
|  | development | cogen | 0 | 0 | 0 | 0 | 0 | 0 | 0 | 0 | 0 | 0 | 0 | [8 empty] | 2022 | 4 | 0
|  | development | geothermal | 0 | 0 | 0 | 0 | 0 | 0 | 0 | 0 | 0 | 0 | 0 | [8 empty] | 2022 | 5 | 0
|  | development | hydro | 0 | 0 | 0 | 0 | 0 | 0 | 0 | 0 | 0 | 0 | 0 | [8 empty] | 2022 | 6 | 0
|  | development | thermal | 0 | 0 | 0 | 0 | 0 | 0 | 0 | 0 | 0 | 0 | 0 | [8 empty] | 2022 | 7 | 0
|  | development | battery | 0 | 0 | 0 | 0 | 0 | 0 | 0 | 0 | 0 | 0 | 0 | [8 empty] | 2022 | 8 | 0
|  | development | nuclear | 0 | 0 | 0 | 0 | 0 | 0 | 0 | 0 | 0 | 0 | 0 | [8 empty] | 2022 | 9 | 0
|  | development | solar | 0 | 0 | 0 | 0 | 0 | 0 | 0 | 0 | 0 | 0 | 0 | [8 empty] | 2022 | 10 | 0
|  | development | psh | 0 | 0 | 0 | 0 | 0 | 0 | 0 | 0 | 0 | 0 | 0 | [8 empty] | 2022 | 11 | 0
|  | development | unknown | 0 | 0 | 0 | 0 | 0 | 0 | 0 | 0 | 0 | 0 | 0 | [8 empty] | 2022 | 12 | 0
|  | review | wind_low_cf | 0 | 0 | 0 | 0 | 0 | 0 | 0 | 0 | 0 | 0 | 0 | [8 empty] | 2023 | 1 | 0
|  | review | wind_high_cf | 0 | 0 | 0 | 0 | 0 | 0 | 0 | 0 | 0 | 0 | 0 | [8 empty] | 2023 | 2 | 0
|  | review | biomass | 0 | 0 | 0 | 0 | 0 | 0 | 0 | 0 | 0 | 0 | 0 | [8 empty] | 2023 | 3 | 0
|  | review | cogen | 0 | 0 | 0 | 0 | 0 | 0 | 0 | 0 | 0 | 0 | 0 | [8 empty] | 2023 | 4 | 0
|  | review | geothermal | 0 | 0 | 0 | 0 | 0 | 0 | 0 | 0 | 0 | 0 | 0 | [8 empty] | 2023 | 5 | 0
|  | review | hydro | 0 | 0 | 0 | 0 | 0 | 0 | 0 | 0 | 0 | 0 | 0 | [8 empty] | 2023 | 6 | 0
|  | review | thermal | 0 | 0 | 0 | 0 | 0 | 0 | 0 | 0 | 0 | 0 | 0 | [8 empty] | 2023 | 7 | 0
|  | review | battery | 0 | 0 | 0 | 0 | 0 | 0 | 0 | 0 | 0 | 0 | 0 | [8 empty] | 2023 | 8 | 0
|  | review | nuclear | 0 | 0 | 0 | 0 | 0 | 0 | 0 | 0 | 0 | 0 | 0 | [8 empty] | 2023 | 9 | 0
|  | review | solar | 0 | 0 | 0 | 0 | 0 | 0 | 0 | 0 | 0 | 0 | 0 | [8 empty] | 2023 | 10 | 0
|  | review | psh | 0 | 0 | 0 | 0 | 0 | 0 | 0 | 0 | 0 | 0 | 0 | [8 empty] | 2023 | 11 | 0
|  | review | unknown | 0 | 0 | 0 | 0 | 0 | 0 | 0 | 0 | 0 | 0 | 0 | [8 empty] | 2023 | 12 | 0
|  | planned_existing | wind_low_cf | 0 | 0 | 0 | 0 | 0 | 0 | 0 | 0 | 0 | 0 | 0 | [8 empty] | 2024 | 1 | 0
|  | planned_existing | wind_high_cf | 0 | 0 | 0 | 0 | 0 | 0 | 0 | 0 | 0 | 0 | 0 | [8 empty] | 2024 | 2 | 0
|  | planned_existing | biomass | 0 | 0 | 0 | 0 | 0 | 0 | 0 | 0 | 0 | 0 | 0 | [8 empty] | 2024 | 3 | 0
|  | planned_existing | cogen | 0 | 0 | 0 | 0 | 0 | 0 | 0 | 0 | 0 | 0 | 0 | [8 empty] | 2024 | 4 | 0
|  | planned_existing | geothermal | 0 | 0 | 0 | 0 | 0 | 0 | 0 | 0 | 0 | 0 | 0 | [8 empty] | 2024 | 5 | 0
|  | planned_existing | hydro | 0 | 0 | 0 | 0 | 0 | 0 | 0 | 0 | 0 | 0 | 0 | [8 empty] | 2024 | 6 | 0
|  | planned_existing | thermal | 0 | 0 | 0 | 0 | 0 | 0 | 0 | 0 | 0 | 0 | 0 | [8 empty] | 2024 | 7 | 0
|  | planned_existing | battery | 0 | 0 | 0 | 0 | 0 | 0 | 0 | 0 | 0 | 0 | 0 | [8 empty] | 2024 | 8 | 0
|  | planned_existing | nuclear | 0 | 0 | 0 | 0 | 0 | 0 | 0 | 0 | 0 | 0 | 0 | [8 empty] | 2024 | 9 | 0
|  | planned_existing | solar | 0 | 0 | 0 | 0 | 0 | 0 | 0 | 0 | 0 | 0 | 0 | [8 empty] | 2024 | 10 | 0
|  | planned_existing | psh | 0 | 0 | 0 | 0 | 0 | 0 | 0 | 0 | 0 | 0 | 0 | [8 empty] | 2024 | 11 | 0
|  | planned_existing | unknown | 0 | 0 | 0 | 0 | 0 | 0 | 0 | 0 | 0 | 0 | 0 | [8 empty] | 2024 | 12 | 0
|  | planned_new | wind_low_cf | 0 | 0 | 0 | 0 | 0 | 0 | 0 | 0 | 0 | 0 | 0 | [8 empty] | 2025 | 1 | 0
|  | planned_new | wind_high_cf | 0 | 0 | 0 | 0 | 0 | 0 | 0 | 0 | 0 | 0 | 0 | [8 empty] | 2025 | 2 | 0
|  | planned_new | biomass | 0 | 0 | 0 | 0 | 0 | 0 | 0 | 0 | 0 | 0 | 0 | [8 empty] | 2025 | 3 | 0
|  | planned_new | cogen | 0 | 0 | 0 | 0 | 0 | 0 | 0 | 0 | 0 | 0 | 0 | [8 empty] | 2025 | 4 | 0
|  | planned_new | geothermal | 0 | 0 | 0 | 0 | 0 | 0 | 0 | 0 | 0 | 0 | 0 | [8 empty] | 2025 | 5 | 0
|  | planned_new | hydro | 0 | 0 | 0 | 0 | 0 | 0 | 0 | 0 | 0 | 0 | 0 | [8 empty] | 2025 | 6 | 0
|  | planned_new | thermal | 0 | 0 | 0 | 0 | 0 | 0 | 0 | 0 | 0 | 0 | 0 | [8 empty] | 2025 | 7 | 0
|  | planned_new | battery | 0 | 0 | 0 | 0 | 0 | 0 | 0 | 0 | 0 | 0 | 0 | [8 empty] | 2025 | 8 | 0
|  | planned_new | nuclear | 0 | 0 | 0 | 0 | 0 | 0 | 0 | 0 | 0 | 0 | 0 | [8 empty] | 2025 | 9 | 0
|  | planned_new | solar | 0 | 0 | 0 | 0 | 0 | 0 | 0 | 0 | 0 | 0 | 0 | [8 empty] | 2025 | 10 | 0
|  | planned_new | psh | 0 | 0 | 0 | 0 | 0 | 0 | 0 | 0 | 0 | 0 | 0 | [8 empty] | 2025 | 11 | 0
|  | planned_new | unknown | 0 | 0 | 0 | 0 | 0 | 0 | 0 | 0 | 0 | 0 | 0 | [8 empty] | 2025 | 12 | 0
|  | TOTAL supply, NQC MW |  | 0 | 0 | 0 | 0 | 0 | 0 | 0 | 0 | 0 | 0 | 0 | [8 empty] | 2026 | 1 | 0
|  | Load (MW) |  | CONFIDENTIAL | CONFIDENTIAL | CONFIDENTIAL | CONFIDENTIAL | CONFIDENTIAL | CONFIDENTIAL | CONFIDENTIAL | CONFIDENTIAL | CONFIDENTIAL | CONFIDENTIAL | CONFIDENTIAL | [8 empty] | 2026 | 2 | 0
|  | Load +15% PRM (MW) |  | CONFIDENTIAL | CONFIDENTIAL | CONFIDENTIAL | CONFIDENTIAL | CONFIDENTIAL | CONFIDENTIAL | CONFIDENTIAL | CONFIDENTIAL | CONFIDENTIAL | CONFIDENTIAL | CONFIDENTIAL | [8 empty] | 2026 | 3 | 0
|  | Supply minus load: Shortfall (-) or Surplus (+), in MW |  | CONFIDENTIAL | CONFIDENTIAL | CONFIDENTIAL | CONFIDENTIAL | CONFIDENTIAL | CONFIDENTIAL | CONFIDENTIAL | CONFIDENTIAL | CONFIDENTIAL | CONFIDENTIAL | CONFIDENTIAL | [8 empty] | 2026 | 4 | 0
[23 empty] | 2026 | 5 | 0
[23 empty] | 2026 | 6 | 0
|  | Incremental Procurement for D.19-11-016, NQC MW |  | 2020: 2021 | [8 empty] | 2026 | 7 | 0
|  | Supply-side resource is incremental |  | 2020: 0 |  |  |  | Check match of incremental procurement data |  |  |  |  | 2026 | 8 | 0
|  | New resource that is energy only in 2021 |  | 2020: 0 |  |  |  | TRUE |  |  |  |  | 2026 | 9 | 0
|  | Demand-side resource is not in IEPR demand forecast (and therefore incremental) |  | 2020: 0 | [8 empty] | 2026 | 10 | 0
|  | MW added to existing resource |  | 2020: 80 | [8 empty] | 2026 | 11 | 0
|  | Total NQC MW |  | 2020: 80 | [8 empty] | 2026 | 12 | 0
[23 empty] | 2027 | 1 | 0
[23 empty] | 2027 | 2 | 0
[23 empty] | 2027 | 3 | 0
[23 empty] | 2027 | 4 | 0
[23 empty] | 2027 | 5 | 0
[23 empty] | 2027 | 6 | 0
[23 empty] | 2027 | 7 | 0
[23 empty] | 2027 | 8 | 0
[23 empty] | 2027 | 9 | 0
[23 empty] | 2027 | 10 | 0
[23 empty] | 2027 | 11 | 0
[23 empty] | 2027 | 12 | 0
[23 empty] | 2028 | 1 | 0
[23 empty] | 2028 | 2 | 0
[23 empty] | 2028 | 3 | 0
[23 empty] | 2028 | 4 | 0
[23 empty] | 2028 | 5 | 0
[23 empty] | 2028 | 6 | 0
[23 empty] | 2028 | 7 | 0
[23 empty] | 2028 | 8 | 0
[23 empty] | 2028 | 9 | 0
[23 empty] | 2028 | 10 | 0
[23 empty] | 2028 | 11 | 0
[23 empty] | 2028 | 12 | 0
[23 empty] | 2029 | 1 | 0
[23 empty] | 2029 | 2 | 0
[23 empty] | 2029 | 3 | 0
[23 empty] | 2029 | 4 | 0
[23 empty] | 2029 | 5 | 0
[23 empty] | 2029 | 6 | 0
[23 empty] | 2029 | 7 | 0
[23 empty] | 2029 | 8 | 0
[23 empty] | 2029 | 9 | 0
[23 empty] | 2029 | 10 | 0
[23 empty] | 2029 | 11 | 0
[23 empty] | 2029 | 12 | 0
[23 empty] | 2030 | 1 | 0
[23 empty] | 2030 | 2 | 0
[23 empty] | 2030 | 3 | 0
[23 empty] | 2030 | 4 | 0
[23 empty] | 2030 | 5 | 0
[23 empty] | 2030 | 6 | 0
[23 empty] | 2030 | 7 | 0
[23 empty] | 2030 | 8 | 0
[23 empty] | 2030 | 9 | 0
[23 empty] | 2030 | 10 | 0
[23 empty] | 2030 | 11 | 0
[23 empty] | 2030 | 12 | 0

## resources
data_source | resource | generator_name | MAXGEN | resolve_final_group | resource_supertype | note_required | is_baseline | is_incremental | currently_online | elcc_type
template_list | CAPMAD_1_UNIT 1 | 0 | 4.64 | 0 | physical | none | 1 | 0 | 1 | unknown
template_list | PIUTE_6_GNBSR1 | 0 | 3 | 0 | physical | none | 0 | 1 | 1 | unknown
template_list | PRCTVY_1_MIGBT1 | 0 | 2 | 0 | physical | none | 0 | 1 | 1 | unknown
template_list | RECTOR_2_TFDBM1 | 0 | 0.8 | 0 | physical | none | 0 | 1 | 1 | unknown
template_list | TULARE_2_TULBM1 | Tulare BioMAT Fuel Cell | 2.8 | 0 | physical | none | 1 | 0 | 1 | unknown
template_list | GUERNS_6_HD3BM3 | Hanford Digester Genset 3 | 1.3 | CAISO_Biogas | physical | none | 1 | 0 | 1 | biomass
template_list | GUERNS_6_VH2BM1 | Hanford Digester Genset 2 | 1.1 | CAISO_Biogas | physical | none | 1 | 0 | 1 | biomass
template_list | KYCORA_6_KMSBT1 | Kearny Mesa Storage | 1 | CAISO_Li_Battery | physical | none | 1 | 0 | 1 | battery
template_list | SANLOB_1_OSFBM1 | HZIU Kompogas SLO | 0.85 | 0 | physical | none | 1 | 0 | 1 | unknown
ruling_list | SPIAND_1_ANDSN2 | SPI Biomass Portfolio | 58 | CAISO_Biomass | physical | none | 1 | 0 | 1 | biomass
ruling_list | WSENGY_1_UNIT 1 | Wheelabrator Shasta | 54.9 | CAISO_Biomass | physical | none | 1 | 0 | 1 | biomass
ruling_list | WALNUT_6_HILLGEN | L.A. Co. Sanitation Dist (Puente Hills) | 50 | CAISO_Biomass | physical | none | 1 | 0 | 1 | biomass
ruling_list | PANDOL_6_UNIT | Covanta Delano Inc (formerly AES Delano) | 49 | CAISO_Biomass | physical | none | 1 | 0 | 1 | biomass
ruling_list | COGNAT_1_UNIT | DTE Stockton | 45 | CAISO_Biomass | physical | none | 1 | 0 | 1 | biomass
ruling_list | MESAS_2_QF | Total Energy Facilities | 38.4 | CAISO_Biomass | physical | none | 1 | 0 | 1 | biomass
ruling_list | OLINDA_2_LNDFL2 | Brea Expansion Plant | 32.8 | CAISO_Biomass | physical | none | 1 | 0 | 1 | biomass
ruling_list | HL Power | HL Power | 32 | CAISO_Biomass | physical | none | 1 | 0 | 1 | biomass
ruling_list | BURNYF_2_UNIT 1 | Burney Forest Products | 31 | CAISO_Biomass | physical | none | 1 | 0 | 1 | biomass
ruling_list | WADHAM_6_UNIT | Wadham Energy LP | 29.07 | CAISO_Biomass | physical | none | 1 | 0 | 1 | biomass
ruling_list | PACLUM_6_UNIT | Eel River Power LLC | 28.8 | CAISO_Biomass | physical | none | 1 | 0 | 1 | biomass
ruling_list | ULTPFR_1_UNIT 1 | Rio Bravo Fresno | 26.5 | CAISO_Biomass | physical | none | 1 | 0 | 1 | biomass
ruling_list | H.W. Hill Landfill Gas Power Plant AKA ROOSEVELT BIOGAS | H.W. Hill Landfill Gas Power Plant AKA ROOSEVELT BIOGAS | 26 | CAISO_Biomass | physical | none | 1 | 0 | 1 | biomass
ruling_list | BIOMAS_1_UNIT 1 | Woodland Biomass | 25.5 | CAISO_Biomass | physical | none | 1 | 0 | 1 | biomass
ruling_list | MENBIO_6_UNIT | Covanta Mendota L. P. | 25 | CAISO_Biomass | physical | none | 1 | 0 | 1 | biomass
ruling_list | ULTRCK_2_UNIT | Rio Bravo Rocklin | 25 | CAISO_Biomass | physical | none | 1 | 0 | 1 | biomass
ruling_list | STNRES_1_UNIT | Stanislaus Resource Recovery Facility | 24 | CAISO_Biomass | physical | none | 1 | 0 | 1 | biomass
ruling_list | ULTPCH_1_UNIT 1 | Pacific-Ultrapower Chinese Station | 22 | CAISO_Biomass | physical | none | 1 | 0 | 1 | biomass
ruling_list | THMENG_1_UNIT 1 | Thermal Energy Dev. Corp. | 21 | CAISO_Biomass | physical | none | 1 | 0 | 1 | biomass
ruling_list | SANTGO_6_COYOTE | Coyote Canyon | 20 | CAISO_Biomass | physical | none | 1 | 0 | 1 | biomass
ruling_list | SUNSHN_2_LNDFL | Sunshine Landfill | 18.96 | CAISO_Biomass | physical | none | 1 | 0 | 1 | biomass
ruling_list | FAIRHV_6_UNIT | DG Fairhaven Power, LLC | 18.75 | CAISO_Biomass | physical | none | 1 | 0 | 1 | biomass
ruling_list | MOORPK_2_CALABS | Calabasas Gas-to-Energy | 13.8 | CAISO_Biomass | physical | none | 1 | 0 | 1 | biomass
ruling_list | USWND4_2_UNITS | Waste Management Renewable Energy | 13.2 | CAISO_Biomass | physical | none | 1 | 0 | 1 | biomass
ruling_list | COLPIN_6_COLLNS | Collins Pine | 12 | CAISO_Biomass | physical | none | 1 | 0 | 1 | biomass
ruling_list | Orange County Sanitation District (f/k/a 1098) | Orange County Sanitation District (f/k/a 1098) | 12 | CAISO_Biomass | physical | none | 1 | 0 | 1 | biomass
ruling_list | BLULKE_6_BLUELK | Blue Lake Power | 12 | CAISO_Biomass | physical | none | 1 | 0 | 1 | biomass
ruling_list | CHWCHL_1_BIOMAS | Chowchilla Biomass Facility | 10.8 | CAISO_Biomass | physical | none | 1 | 0 | 1 | biomass
ruling_list | OXMTN_6_LNDFIL | Ox Mountain Landfill aka Half Moon Bay | 10.62 | CAISO_Biomass | physical | none | 1 | 0 | 1 | biomass
ruling_list | ELNIDP_6_BIOMAS | El Nido Biomass Facility | 10.5 | CAISO_Biomass | physical | none | 1 | 0 | 1 | biomass
ruling_list | PEABDY_2_LNDFL1 | Potrero Hills Landfill | 8 | CAISO_Biomass | physical | none | 1 | 0 | 1 | biomass
ruling_list | CHINO_2_QF | L.A. Co. Sanitation Dist Spadra | 8 | CAISO_Biomass | physical | none | 1 | 0 | 1 | biomass
ruling_list | SAUGUS_7_CHIQCN | Chiquita Canyon | 8 | CAISO_Biomass | physical | none | 1 | 0 | 1 | biomass
ruling_list | WALNUT_7_WCOVST | MM West Covina LLC, Gen 2 | 7.1 | CAISO_Biomass | physical | none | 1 | 0 | 1 | biomass
ruling_list | OAK L_7_EBMUD | EBMUD WWTP Power Generation Station | 6.45 | CAISO_Biomass | physical | none | 1 | 0 | 1 | biomass
ruling_list | CPSTNO_7_PRMADS | MM Prima Deshecha | 6.1 | CAISO_Biomass | physical | none | 1 | 0 | 1 | biomass
ruling_list | SAUGUS_7_LOPEZ | MM Lopez Energy LLC | 6.1 | CAISO_Biomass | physical | none | 1 | 0 | 1 | biomass
ruling_list | CSTRVL_7_PL1X2 | Marina Landfill Gas (Monterey Regional Waste Management Dst) | 5.08 | CAISO_Biomass | physical | none | 1 | 0 | 1 | biomass
ruling_list | MSHGTS_6_MMARLF | MM San Diego-Miramar (RAM) | 5 | CAISO_Biomass | physical | none | 1 | 0 | 1 | biomass
ruling_list | SNMALF_6_UNITS | Sonoma County Landfill LFGTE Project | 5 | CAISO_Biomass | physical | none | 1 | 0 | 1 | biomass
ruling_list | PLSNTG_7_LNCLND | Lincoln Landfill - WPWMA | 4.98 | CAISO_Biomass | physical | none | 1 | 0 | 1 | biomass
ruling_list | CBRLLO_6_PLSTP1 | City of San Diego - Point Loma | 4.8 | CAISO_Biomass | physical | none | 1 | 0 | 1 | biomass
ruling_list | OAK L_1_GTG1 | EBMUD WWTP Digester Gas Turbine | 4.6 | CAISO_Biomass | physical | none | 1 | 0 | 1 | biomass
ruling_list | CORRAL_6_SJOAQN | Ameresco San Joaquin LLC | 4.34 | CAISO_Biomass | physical | none | 1 | 0 | 1 | biomass
ruling_list | CAYTNO_2_VASCO | Ameresco Vasco Road LLC | 4.34 | CAISO_Biomass | physical | none | 1 | 0 | 1 | biomass
ruling_list | WEBER_6_FORWRD | Ameresco Forward LLC | 4.34 | CAISO_Biomass | physical | none | 1 | 0 | 1 | biomass
ruling_list | Gas Recovery Sys. (Newby Island 2) | Gas Recovery Sys. (Newby Island 2) | 4.2 | CAISO_Biomass | physical | none | 1 | 0 | 1 | biomass
ruling_list | RHONDO_6_PUENTE | L.A. Co. Sanitation Dist CSD 2610 | 3.9 | CAISO_Biomass | physical | none | 1 | 0 | 1 | biomass
ruling_list | OTAY_7_UNITC1 | Otay Landfill 3 | 3.8 | CAISO_Biomass | physical | none | 1 | 0 | 1 | biomass
ruling_list | VALLEY_7_UNITA1 | WMES El Sobrante | 3.77 | CAISO_Biomass | physical | none | 1 | 0 | 1 | biomass
ruling_list | KIRKER_7_KELCYN | Keller Canyon Landfill (Pittsburg) | 3.56 | CAISO_Biomass | physical | none | 1 | 0 | 1 | biomass
ruling_list | WHEATL_6_LNDFIL | Ostrom Road aka G2 Energy Project | 3.55 | CAISO_Biomass | physical | none | 1 | 0 | 1 | biomass
ruling_list | TRANS JORDAN | TRANS JORDAN | 3.36 | CAISO_Biomass | physical | none | 1 | 0 | 1 | biomass
ruling_list | GRNVLY_7_SCLAND | Ameresco Santa Cruz Energy | 3.04 | CAISO_Biomass | physical | none | 1 | 0 | 1 | biomass
ruling_list | OTAY_6_UNITB1 | Otay Landfill I | 3 | CAISO_Biomass | physical | none | 1 | 0 | 1 | biomass
ruling_list | GOLETA_6_TAJIGS | MM Tajiguas Energy LLC | 2.84 | CAISO_Biomass | physical | none | 1 | 0 | 1 | biomass
ruling_list | CHINO_7_MILIKN | MN Milliken Genco LLC, Unit 1-2 | 2.6 | CAISO_Biomass | physical | none | 1 | 0 | 1 | biomass
ruling_list | ETIWND_7_MIDVLY | MN Mid Valley Genco LLC, 1-2 | 2.6 | CAISO_Biomass | physical | none | 1 | 0 | 1 | biomass
ruling_list | RICHMN_7_BAYENV | Nove Power Plant | 2.5 | CAISO_Biomass | physical | none | 1 | 0 | 1 | biomass
ruling_list | MOORPK_7_UNITA1 | WMES Simi Valley | 2.49 | CAISO_Biomass | physical | none | 1 | 0 | 1 | biomass
ruling_list | CHILLS_7_UNITA1 | Sycamore Energy 2 LLC | 2.25 | CAISO_Biomass | physical | none | 1 | 0 | 1 | biomass
ruling_list | Salt Lake Landfill Gas Recovery | Salt Lake Landfill Gas Recovery | 2.24 | CAISO_Biomass | physical | none | 1 | 0 | 0 | biomass
ruling_list | ESQUON_6_LNDFIL | Butte County Neal Road Landfill | 2.16 | CAISO_Biomass | physical | none | 1 | 0 | 1 | biomass
ruling_list | Southeast Digester Gas Cogen Plant | Southeast Digester Gas Cogen Plant | 2.1 | CAISO_Biomass | physical | none | 1 | 0 | 1 | biomass
ruling_list | CSTRVL_7_QFUNTS | Monterey Regional Water | 2 | CAISO_Biomass | physical | none | 1 | 0 | 1 | biomass
ruling_list | OLDRIV_6_BIOGAS | ABEC Bidart-Old River LLC | 2 | CAISO_Biomass | physical | none | 1 | 0 | 1 | biomass
ruling_list | PEABDY_2_LNDFIL | Hay Road - Silicon Valley Biomass | 1.6 | CAISO_Biomass | physical | none | 1 | 0 | 1 | biomass
ruling_list | Gas Recovery Sys. (American Cyn) | Gas Recovery Sys. (American Cyn) | 1.5 | CAISO_Biomass | physical | none | 1 | 0 | 1 | biomass
ruling_list | SANLOB_1_LNDFIL | Toro SLO Landfill | 1.5 | CAISO_Biomass | physical | none | 1 | 0 | 1 | biomass
ruling_list | SAUGUS_2_TOLAND | Toland Road Landfill | 1.5 | CAISO_Biomass | physical | none | 1 | 0 | 1 | biomass
ruling_list | CHILLS_1_SYCENG | Sycamore Energy 1 LLC | 1.5 | CAISO_Biomass | physical | none | 1 | 0 | 1 | biomass
ruling_list | SMRCOS_6_LNDFIL | San Marcos Energy | 1.5 | CAISO_Biomass | physical | none | 1 | 0 | 1 | biomass
ruling_list | OTAY_6_LNDFL5 | Otay Landfill V | 1.5 | CAISO_Biomass | physical | none | 1 | 0 | 1 | biomass
ruling_list | OTAY_6_LNDFL6 | Otay Landfill VI | 1.5 | CAISO_Biomass | physical | none | 1 | 0 | 1 | biomass
ruling_list | Central Valley Ag Power | Central Valley Ag Power | 1.5 | CAISO_Biomass | physical | none | 1 | 0 | 1 | biomass
ruling_list | SISQUC_1_SMARIA | Santa Maria II | 1.42 | CAISO_Biomass | physical | none | 1 | 0 | 1 | biomass
ruling_list | GONZLS_6_UNIT | Ameresco Johnson Canyon | 1.42 | CAISO_Biomass | physical | none | 1 | 0 | 1 | biomass
ruling_list | VALLEY_7_BADLND | Badlands Landfill (Riverside County San. District) | 1.1 | CAISO_Biomass | physical | none | 1 | 0 | 1 | biomass
ruling_list | CSTOGA_6_LNDFIL | Clover Flat LFG | 0.85 | CAISO_Biomass | physical | none | 1 | 0 | 1 | biomass
ruling_list | Ortigalita Power Company (Madera Project) | Ortigalita Power Company (Madera Project) | 0.75 | CAISO_Biomass | physical | none | 1 | 0 | 1 | biomass
ruling_list | TUPMAN_1_BIOGAS | ABEC Bidart-Stockdale LLC | 0.6 | CAISO_Biomass | physical | none | 1 | 0 | 1 | biomass
ruling_list | Inland Empire Utilities Agency | Inland Empire Utilities Agency | 0.58 | CAISO_Biomass | physical | none | 1 | 0 | 1 | biomass
ruling_list | City Of Watsonville | City Of Watsonville | 0.55 | CAISO_Biomass | physical | none | 1 | 0 | 1 | biomass
ruling_list | Castelanelli Bros. Biogas | Castelanelli Bros. Biogas | 0.3 | CAISO_Biomass | physical | none | 1 | 0 | 1 | biomass
ruling_list | Royal Farms #2 | Royal Farms #2 | 0.1 | CAISO_Biomass | physical | none | 1 | 0 | 1 | biomass
ruling_list | Blake's Landing - 80kW Generator | Blake's Landing - 80kW Generator | 0.08 | CAISO_Biomass | physical | none | 1 | 0 | 1 | biomass
ruling_list | Sierra Pacific Industries (SPI) REC Purchase Amended & Restated | Sierra Pacific Industries (SPI) REC Purchase Amended & Restated | 0 | CAISO_Biomass | physical | none | 1 | 0 | 1 | biomass
template_list | blended | 0 | #N/A | blended | special | fillme_approximate resource mix, carbon content | 1 | 0 | fillme | unknown
template_list | New_Li_Battery | 0 | #N/A | CAISO_Battery | new_resolve | fillme_name,type,mw | 0 | 1 | 0 | battery
template_list | New_Flow_Battery | 0 | #N/A | CAISO_Battery | new_resolve | fillme_name,type,mw | 0 | 1 | 0 | battery
template_list | new_generic_battery_storage | 0 | #N/A | CAISO_Battery | new_generic | none | 0 | 1 | 0 | battery
added | existing_generic_battery_storage |  | #N/A | CAISO_Battery | existing_generic | none | 0 | 1 | 1 | battery
template_list | SANTGO_2_LNDFL1 | Bowerman Power | 19.6 | CAISO_Biogas | physical | none | 1 | 0 | 1 | biomass
template_list | SANITR_6_UNITS | LACSD CARSON WATER POLLUTION AGGREGATE | 8 | CAISO_Biogas | physical | none | 1 | 0 | 1 | biomass
template_list | USWND4_2_UNIT2 | Altamont Landfill Gas to Energy | 7.4 | CAISO_Biogas | physical | none | 0 | 1 | 1 | biomass
template_list | OAK C_1_EBMUD | MWWTP PGS 1 - ENGINES | 6.9 | CAISO_Biogas | physical | none | 1 | 0 | 1 | biomass
template_list | DAVIS_7_MNMETH | MM Yolo Power LLC | 4 | CAISO_Biogas | physical | none | 1 | 0 | 1 | biomass
template_list | NOVATO_6_LNDFL | Redwood Renewable Energy | 3.9 | CAISO_Biogas | physical | none | 0 | 1 | 1 | biomass
template_list | Central CA Fuel Cell 2 | Central CA Fuel Cell 2 | 3 | CAISO_Biogas | physical | none | 0 | 1 | 1 | biomass
template_list | Lakeside Biogas LLC | Lakeside Biogas LLC | 3 | CAISO_Biogas | physical | none | 0 | 1 | 1 | biomass
template_list | Santa Barbara County Public Works Department | Santa Barbara County Public Works Department | 2.274 | CAISO_Biogas | physical | none | 0 | 1 | 1 | biomass
template_list | Diamond H Dairy Power | Diamond H Dairy Power | 2 | CAISO_Biogas | physical | none | 0 | 1 | 1 | biomass
template_list | PSWEET_1_STCRUZ | Santa Cruz Energy LLC | 1.6 | CAISO_Biogas | physical | none | 1 | 0 | 1 | biomass
template_list | Organic Energy Solutions | Organic Energy Solutions | 1.6 | CAISO_Biogas | physical | none | 0 | 1 | 1 | biomass
template_list | Verwey-Hanford Dairy Digester Genset #2 | Verwey-Hanford Dairy Digester Genset #2 | 1.028 | CAISO_Biogas | physical | none | 0 | 1 | 1 | biomass
template_list | Verwey-Hanford Dairy Digester III | Verwey-Hanford Dairy Digester III | 1.028 | CAISO_Biogas | physical | none | 0 | 1 | 1 | biomass
template_list | GANSO_1_WSTBM1 | Weststar Dairy Biogas | 1 | CAISO_Biogas | physical | none | 0 | 1 | 1 | biomass
template_list | OLDRIV_6_CESDBM | Ces Dairy Biogas | 1 | CAISO_Biogas | physical | none | 0 | 1 | 1 | biomass
template_list | OLDRIV_6_LKVBM1 | Lakeview Dairy Biogas | 1 | CAISO_Biogas | physical | none | 0 | 1 | 1 | biomass
template_list | David Tevelde Dairy Digester | David Tevelde Dairy Digester | 1 | CAISO_Biogas | physical | none | 0 | 1 | 1 | biomass
template_list | San Luis Obispo AD | San Luis Obispo AD | 0.853 | CAISO_Biogas | physical | none | 0 | 1 | 1 | biomass
template_list | Open Sky Dairy Digester #2 | Open Sky Dairy Digester #2 | 0.8 | CAISO_Biogas | physical | none | 0 | 1 | 1 | biomass
template_list | Van Der Kooi Dairy Digester | Van Der Kooi Dairy Digester | 0.8 | CAISO_Biogas | physical | none | 0 | 1 | 0 | biomass
template_list | Two Fiets | Two Fiets | 0.8 | CAISO_Biogas | physical | none | 0 | 1 | 1 | biomass
template_list | SCHNDR_1_OS2BM2 | Verwey Madera Dairy Digester Genset #2 | 0.8 | CAISO_Biogas | physical | none | 0 | 1 | 1 | biomass
template_list | InState_Biomass | 0 | #N/A | CAISO_Biomass | new_resolve | fillme_name,type,mw | 0 | 1 | 0 | biomass
template_list | new_generic_biogas_landfillgas | 0 | #N/A | CAISO_Biomass | new_generic | none | 0 | 1 | 0 | biomass
template_list | new_generic_biomass/wood | 0 | #N/A | CAISO_Biomass | new_generic | none | 0 | 1 | 0 | biomass
template_list | LASSEN_6_UNITS | Honey Lake Power | 30 | CAISO_Biomass | physical | none | 1 | 0 | 1 | biomass
template_list | SPQUIN_6_SRPCQU | 0 | 24 | CAISO_Biomass | physical | none | 1 | 0 | 1 | biomass
template_list | SPBURN_2_UNIT 1 | 0 | 22 | CAISO_Biomass | physical | none | 1 | 0 | 1 | biomass
template_list | LAPAC_6_UNIT | LOUISIANA PACIFIC SAMOA | 20 | CAISO_Biomass | physical | none | 1 | 0 | 1 | biomass
template_list | SPI LI_2_UNIT 1 | 0 | 17.2 | CAISO_Biomass | physical | none | 1 | 0 | 1 | biomass
template_list | BiomassOneGE1 | Biomass One LP-GE | 14.4 | CAISO_Biomass | physical | none | 1 | 0 | 1 | biomass
template_list | SNCLRA_2_HOWLNG | 0 | 13 | CAISO_Biomass | physical | none | 1 | 0 | 1 | biomass
template_list | OLINDA_7_BLKSND | BlackSand Generating Facility | 8 | CAISO_Biomass | physical | none | 1 | 0 | 1 | biomass
template_list | OLINDA_7_LNDFIL | OLINDA_7_LNDFIL | 5.6 | CAISO_Biomass | physical | none | 1 | 0 | 1 | biomass
template_list | OtayLF3 | Otay-OTA3_22604 | 3.75 | CAISO_Biomass | physical | none | 1 | 0 | 1 | biomass
template_list | Prima_Plant1 | Prima Plant-UNT1_22112 | 3 | CAISO_Biomass | physical | none | 1 | 0 | 1 | biomass
template_list | Prima_Plant2 | Prima Plant-UNT2_22112 | 3 | CAISO_Biomass | physical | none | 1 | 0 | 1 | biomass
template_list | Blue Mountain Electric Company | Blue Mountain Electric Company | 3 | CAISO_Biomass | physical | none | 0 | 1 | 1 | biomass
template_list | Hat Creek Bioenergy, LLC | Hat Creek Bioenergy, LLC | 2.88 | CAISO_Biomass | physical | none | 0 | 1 | 0 | biomass
template_list | PointLoma1 | Point Loma 1_POINT LOMA WASTEWATER TREATMENT PLANT-1_CABRILLO_Point Loma | 2.29 | CAISO_Biomass | physical | none | 1 | 0 | 1 | biomass
template_list | PointLoma2 | Point Loma 2_POINT LOMA WASTEWATER TREATMENT PLANT-1 | 2.29 | CAISO_Biomass | physical | none | 1 | 0 | 1 | biomass
template_list | North Fork Community Power | North Fork Community Power | 2 | CAISO_Biomass | physical | none | 0 | 1 | 1 | biomass
template_list | OtayLF1 | OTAY LANDFILL UNIT 1_22604 | 1.88 | CAISO_Biomass | physical | none | 1 | 0 | 1 | biomass
template_list | MM_SD_Miramar2 | MM San Diego-Miramar-UNT2_22448 | 1.6 | CAISO_Biomass | physical | none | 1 | 0 | 1 | biomass
template_list | DALYCT_1_FCELL | 0 | 1.6 | CAISO_Biomass | physical | none | 1 | 0 | 1 | biomass
template_list | DIXNLD_1_LNDFL | Zero Waste Energy | 1.6 | CAISO_Biomass | physical | none | 1 | 0 | 1 | biomass
template_list | DoubleADigester1 | Double A Digester-1 | 1.5 | CAISO_Biomass | physical | none | 1 | 0 | 1 | biomass
template_list | DoubleADigester2 | Double A Digester-2 | 1.5 | CAISO_Biomass | physical | none | 1 | 0 | 1 | biomass
template_list | DoubleADigester3 | Double A Digester-3 | 1.5 | CAISO_Biomass | physical | none | 1 | 0 | 1 | biomass
template_list | RECTOR_7_TULARE | MM Tulare | 1.5 | CAISO_Biomass | physical | none | 1 | 0 | 1 | biomass
template_list | CASTVL_2_FCELL | 0 | 1.4 | CAISO_Biomass | physical | none | 1 | 0 | 1 | biomass
template_list | CargillB6Bio1 | Cargill B6 Biofactory-1 | 1.1 | CAISO_Biomass | physical | none | 1 | 0 | 1 | biomass
template_list | CargillB6Bio2 | Cargill B6 Biofactory-2 | 1.1 | CAISO_Biomass | physical | none | 1 | 0 | 1 | biomass
template_list | Napa Recycling Biomass Plant | Napa Recycling Biomass Plant | 1 | CAISO_Biomass | physical | none | 0 | 1 | 0 | biomass
template_list | DAIRLD_1_MD2BM1 | 0 | 0.8 | CAISO_Biomass | physical | none | 0 | 1 | 1 | biomass
template_list | BigSky1 | Big Sky Dairy Digester-GEN1 | 0.75 | CAISO_Biomass | physical | none | 1 | 0 | 1 | biomass
template_list | BigSky2 | Big Sky Dairy Digester-GEN2 | 0.75 | CAISO_Biomass | physical | none | 1 | 0 | 1 | biomass
template_list | Pocatello_Waste | Pocatello Waste-1 | 0.46 | CAISO_Biomass | physical | none | 1 | 0 | 1 | biomass
template_list | HooleyDigester1 | Hooley Digester-IC1 | 0.2 | CAISO_Biomass | physical | none | 1 | 0 | 1 | biomass
template_list | HooleyDigester2 | Hooley Digester-IC2 | 0.2 | CAISO_Biomass | physical | none | 1 | 0 | 1 | biomass
added | existing_generic_biogas_landfillgas |  | #N/A | CAISO_Biomass | existing_generic | none | 0 | 1 | 1 | biomass
added | existing_generic_biomass/wood |  | #N/A | CAISO_Biomass | existing_generic | none | 0 | 1 | 1 | biomass
ruling_list | HIDSRT_2_UNITS | HIGH DESERT POWER PROJECT AGGREGATE | 830 | CAISO_CCGT1 | physical | none | 1 | 0 | 1 | thermal
ruling_list | DELTA_2_PL1X4 | DELTA ENERGY CENTER AGGREGATE | 813 | CAISO_CCGT1 | physical | none | 1 | 0 | 1 | thermal
ruling_list | LEBECS_2_UNITS | Pastoria Energy Facility | 765 | CAISO_CCGT1 | physical | none | 1 | 0 | 1 | thermal
ruling_list | HuntBeachCC-Total | Huntington Beach | 644 | CAISO_CCGT1 | physical | none | 1 | 0 | 0 | thermal
ruling_list | COLUSA_2_PL1X3 | Colusa Generating Station | 641 | CAISO_CCGT1 | physical | none | 1 | 0 | 1 | thermal
ruling_list | AlamitosCC-Total | Alamitos | 640 | CAISO_CCGT1 | physical | none | 1 | 0 | 0 | thermal
ruling_list | OTMESA_2_PL1X3 | OTAY MESA ENERGY CENTER | 603.6 | CAISO_CCGT1 | physical | none | 1 | 0 | 1 | thermal
ruling_list | TERMEX_2_PL1X3 | TDM | 596 | CAISO_CCGT1 | physical | none | 1 | 0 | 1 | thermal
ruling_list | METEC_2_PL1X3 | Metcalf Energy Center | 593.16 | CAISO_CCGT1 | physical | none | 1 | 0 | 1 | thermal
ruling_list | SUNRIS_2_PL1X3 | Sunrise Power Project AGGREGATE II | 586.02 | CAISO_CCGT1 | physical | none | 1 | 0 | 1 | thermal
ruling_list | GATWAY_2_PL1X3 | GATEWAY GENERATING STATION | 585 | CAISO_CCGT1 | physical | none | 1 | 0 | 1 | thermal
ruling_list | LMEC_1_PL1X3 | Los Medanos Energy Center AGGREGATE | 580 | CAISO_CCGT1 | physical | none | 1 | 0 | 1 | thermal
ruling_list | PALOMR_2_PL1X3 | Palomar Energy Center | 575 | CAISO_CCGT1 | physical | none | 1 | 0 | 1 | thermal
ruling_list | SBERDO_2_PSP3 | Mountainview Gen Sta. Unit 3 | 555 | CAISO_CCGT1 | physical | none | 1 | 0 | 1 | thermal
ruling_list | SBERDO_2_PSP4 | Mountainview Gen Sta. Unit 4 | 555 | CAISO_CCGT1 | physical | none | 1 | 0 | 1 | thermal
ruling_list | MOSSLD_2_PSP1 | MOSS LANDING POWER BLOCK 1 | 510 | CAISO_CCGT1 | physical | none | 1 | 0 | 1 | thermal
ruling_list | MOSSLD_2_PSP2 | MOSS LANDING POWER BLOCK 2 | 510 | CAISO_CCGT1 | physical | none | 1 | 0 | 1 | thermal
ruling_list | MRCHNT_2_PL1X3 | Desert Star Energy Center | 419.25 | CAISO_CCGT1 | physical | none | 1 | 0 | 1 | thermal
ruling_list | ELKHIL_2_PL1X3 | ELK HILLS COMBINED CYCLE (AGGREGATE) | 380 | CAISO_CCGT1 | physical | none | 1 | 0 | 1 | thermal
ruling_list | LODIEC_2_PL1X2 | Lodi Energy Center | 302.58 | CAISO_CCGT1 | physical | none | 1 | 0 | 1 | thermal
ruling_list | ELSEGN_2_UN2021 | El Segundo Energy Center 7/8 | 263.68 | CAISO_CCGT1 | physical | none | 1 | 0 | 1 | thermal
ruling_list | LAPLMA_2_UNIT 2 | La Paloma Generating Plant Unit #2 | 260.2 | CAISO_CCGT1 | physical | none | 1 | 0 | 1 | thermal
ruling_list | LAPLMA_2_UNIT 1 | La Paloma Generating Plant Unit #1 | 259.8 | CAISO_CCGT1 | physical | none | 1 | 0 | 1 | thermal
ruling_list | LAPLMA_2_UNIT 3 | La Paloma Generating Plant Unit #3 | 256.15 | CAISO_CCGT1 | physical | none | 1 | 0 | 1 | thermal
ruling_list | LAPLMA_2_UNIT 4 | LA PALOMA GENERATING PLANT, UNIT #4 | 253.29 | CAISO_CCGT1 | physical | none | 1 | 0 | 1 | thermal
ruling_list | GILROY_1_UNIT | GILROY COGEN AGGREGATE | 120 | CAISO_CCGT1 | physical | none | 1 | 0 | 1 | thermal
ruling_list | LGHTHP_6_ICEGEN | CARSON COGENERATION | 48 | CAISO_CCGT1 | physical | none | 1 | 0 | 1 | thermal
ruling_list | CALPIN_1_AGNEW | Agnews Power Plant | 28.56 | CAISO_CCGT1 | physical | none | 1 | 0 | 1 | thermal
ruling_list | Alamitos | 0 | 640 | CAISO_CCGT1 | physical | none | 1 | 0 | 0 | thermal
ruling_list | Huntington Beach | 0 | 644 | CAISO_CCGT1 | physical | none | 1 | 0 | 0 | thermal
ruling_list | Puente Power Project | 0 | 262 | CAISO_CCGT1 | physical | none | 1 | 0 | 0 | thermal
ruling_list | TBD (Alamitos) | 0 | 640 | CAISO_CCGT1 | physical | none | 1 | 0 | 0 | thermal
ruling_list | TBD (HuntingtonBeach) | 0 | 644 | CAISO_CCGT1 | physical | none | 1 | 0 | 0 | thermal
template_list | new_generic_combined_cycle | 0 | #N/A | CAISO_CCGT1 | new_generic | none | 0 | 1 | 0 | thermal
template_list | INLDEM_5_UNIT 1 | Inland Empire Energy Center, Unit 1 | 376.2 | CAISO_CCGT1 | physical | none | 0 | 1 | 1 | thermal
template_list | ALAMIT_2_PL1X3 | Alamitos Energy Center Unit 7 | 680 | CAISO_CCGT1 | physical | none | 1 | 0 | 1 | thermal
template_list | HNTGBH_2_PL1X3 | Huntington Beach Energy | 669 | CAISO_CCGT1 | physical | none | 1 | 0 | 1 | thermal
template_list | MAGNLA_6_PASADENA | Magnolia Power Plant - PASADENA | 18 | CAISO_CCGT1 | physical | none | 1 | 0 | 1 | thermal
template_list | MAGNLA_6_COLTON | Magnolia Power Project | 10 | CAISO_CCGT1 | physical | none | 1 | 0 | 1 | thermal
added | existing_generic_combined_cycle |  | #N/A | CAISO_CCGT1 | existing_generic | none | 0 | 1 | 1 | thermal
ruling_list | RUSCTY_2_UNITS | Russell City Energy Center | 613.22 | CAISO_CCGT2 | physical | none | 1 | 0 | 1 | thermal
ruling_list | BUCKBL_2_PL1X3 | Blythe Energy Center | 493.63 | CAISO_CCGT2 | physical | none | 1 | 0 | 1 | thermal
ruling_list | LAROA2_2_UNITA1 | LR2 | 322 | CAISO_CCGT2 | physical | none | 1 | 0 | 1 | thermal
ruling_list | SCHLTE_1_PL1X3 | Tracy Combined Cycle Power Plant | 314.34 | CAISO_CCGT2 | physical | none | 1 | 0 | 1 | thermal
ruling_list | LECEF_1_UNITS | LOS ESTEROS ENERGY FACILITY AGGREGATE | 304 | CAISO_CCGT2 | physical | none | 1 | 0 | 1 | thermal
ruling_list | ELSEGN_2_UN1011 | El Segundo Energy Center 5/6 | 263 | CAISO_CCGT2 | physical | none | 1 | 0 | 1 | thermal
ruling_list | DUANE_1_PL1X3 | DONALD VON RAESFELD POWER PROJECT | 143.5 | CAISO_CCGT2 | physical | none | 1 | 0 | 1 | thermal
ruling_list | VERNON_6_MALBRG | Malburg Generating Station | 134 | CAISO_CCGT2 | physical | none | 1 | 0 | 1 | thermal
ruling_list | HARBGN_7_UNITS | HARBOR COGEN COMBINED CYCLE | 100 | CAISO_CCGT2 | physical | none | 1 | 0 | 1 | thermal
ruling_list | AGRICO_7_UNIT | Fresno Cogen | 50.6 | CAISO_CCGT2 | physical | none | 1 | 0 | 1 | thermal
ruling_list | CORONS_6_CLRWTR | Clearwater Power Plant | 28 | CAISO_CCGT2 | physical | none | 1 | 0 | 1 | thermal
ruling_list | LAROA1_2_UNITA1 | LR1 | 0 | CAISO_CCGT2 | physical | none | 1 | 0 | 1 | thermal
ruling_list | ARCOGN_2_UNITS | WATSON COGENERATION | 416.6 | CAISO_CHP | physical | none | 1 | 0 | 1 | cogen
ruling_list | CROKET_7_UNIT | CROCKETT COGEN | 240 | CAISO_CHP | physical | none | 1 | 0 | 1 | cogen
ruling_list | CHEVMN_2_UNITS | CHEVRON U.S.A. UNITS 1 & 2 AGGREGATE | 124.87 | CAISO_CHP | physical | none | 1 | 0 | 1 | cogen
ruling_list | BASICE_2_UNITS | CALPINE AMERICAN I COGEN. | 120 | CAISO_CHP | physical | none | 1 | 0 | 1 | cogen
ruling_list | TIDWTR_2_UNITS | MARTINEZ COGEN LIMITED PARTNERSHIP | 114.8 | CAISO_CHP | physical | none | 1 | 0 | 1 | cogen
ruling_list | SYCAMR_2_UNIT 1 | Sycamore Cogeneration Unit 1 | 80 | CAISO_CHP | physical | none | 1 | 0 | 1 | cogen
ruling_list | SYCAMR_2_UNIT 3 | Sycamore Cogeneration Unit 3 | 80 | CAISO_CHP | physical | none | 1 | 0 | 1 | cogen
ruling_list | STOILS_1_UNITS | Chevron Richmond Refinery | 62.5 | CAISO_CHP | physical | none | 1 | 0 | 1 | cogen
ruling_list | KERNRG_1_UNITS | South Belridge Cogen Facility | 55.2 | CAISO_CHP | physical | none | 1 | 0 | 1 | cogen
ruling_list | KERNFT_1_UNITS | KERN FRONT LIMITED | 52.4 | CAISO_CHP | physical | none | 1 | 0 | 1 | cogen
ruling_list | YUBACT_1_SUNSWT | YUBA CITY COGEN | 49.97 | CAISO_CHP | physical | none | 1 | 0 | 1 | cogen
ruling_list | ESCO_6_GLMQF | Goal Line Cogen | 49.9 | CAISO_CHP | physical | none | 1 | 0 | 1 | cogen
ruling_list | UNOCAL_1_UNITS | TOSCO (RODEO PLANT) | 49.85 | CAISO_CHP | physical | none | 1 | 0 | 1 | cogen
ruling_list | GRNLF2_1_UNIT | GREENLEAF II COGEN | 49.5 | CAISO_CHP | physical | none | 1 | 0 | 1 | cogen
ruling_list | SNCLRA_6_PROCGN | PROCTER AND GAMBLE OXNARD II | 49.5 | CAISO_CHP | physical | none | 1 | 0 | 1 | cogen
ruling_list | DISCOV_1_CHEVRN | CHEVRON USA (EASTRIDGE) | 48.8 | CAISO_CHP | physical | none | 1 | 0 | 1 | cogen
ruling_list | SNCLRA_6_OXGEN | E.F. OXNARD INCORPORATED | 48.5 | CAISO_CHP | physical | none | 1 | 0 | 1 | cogen
ruling_list | SGREGY_6_SANGER | DYNAMIS COGEN | 48.3 | CAISO_CHP | physical | none | 1 | 0 | 1 | cogen
ruling_list | GOLETA_6_EXGEN | EXXON COMPANY USA | 48.2 | CAISO_CHP | physical | none | 1 | 0 | 1 | cogen
ruling_list | HOLGAT_1_BORAX | U.S. Borax, Unit 1 | 48.2 | CAISO_CHP | physical | none | 1 | 0 | 1 | cogen
ruling_list | MTNPOS_1_UNIT | MT.POSO COGENERATION CO. | 46.64 | CAISO_CHP | physical | none | 1 | 0 | 1 | cogen
ruling_list | SALIRV_2_UNIT | SALINAS RIVER COGEN CO. | 39 | CAISO_CHP | physical | none | 1 | 0 | 1 | cogen
ruling_list | UNVRSY_1_UNIT 1 | Berry Cogen 38 - Unit 1 | 38 | CAISO_CHP | physical | none | 1 | 0 | 1 | cogen
ruling_list | TENGEN_2_PL1X2 | Berry Cogen 42 | 37.59 | CAISO_CHP | physical | none | 1 | 0 | 1 | cogen
ruling_list | KINGCO_1_KINGBR | Kingsburg Cogen | 34.5 | CAISO_CHP | physical | none | 1 | 0 | 1 | cogen
ruling_list | VEDDER_1_SEKERN | TEXACO EXPLORATION & PROD (SE KERN RIVER | 34.47 | CAISO_CHP | physical | none | 1 | 0 | 1 | cogen
ruling_list | ETIWND_2_UNIT1 | New-Indy Ontario, LLC | 33.6 | CAISO_CHP | physical | none | 1 | 0 | 1 | cogen
ruling_list | HINSON_6_CARBGN | BP WILMINGTON CALCINER | 30 | CAISO_CHP | physical | none | 1 | 0 | 1 | cogen
ruling_list | SNCLRA_2_UNIT1 | New Indy Oxnard | 27.8 | CAISO_CHP | physical | none | 1 | 0 | 1 | cogen
ruling_list | GRZZLY_1_BERKLY | PE - BERKELEY, INC. | 26.35 | CAISO_CHP | physical | none | 1 | 0 | 1 | cogen
ruling_list | CHINO_6_CIMGEN | O.L.S. ENERGY COMPANY -- CHINO | 26 | CAISO_CHP | physical | none | 1 | 0 | 1 | cogen
ruling_list | SAMPSN_6_KELCO1 | KELCO QUALIFYING FACILITY | 25 | CAISO_CHP | physical | none | 1 | 0 | 1 | cogen
ruling_list | CHEVCY_1_UNIT | CHEVRON USA (CYMRIC) | 24.3 | CAISO_CHP | physical | none | 1 | 0 | 1 | cogen
ruling_list | PTLOMA_6_NTCQF | NTC/MCRD COGENERATION | 22.3 | CAISO_CHP | physical | none | 1 | 0 | 1 | cogen
ruling_list | DEXZEL_1_UNIT | Western Power and Steam Cogeneration | 20 | CAISO_CHP | physical | none | 1 | 0 | 1 | cogen
ruling_list | SEARLS_7_ARGUS | NORTH AMERICAN ARGUS | 19 | CAISO_CHP | physical | none | 1 | 0 | 1 | cogen
ruling_list | UNCHEM_1_UNIT | CONTRA COSTA CARBON PLANT | 19 | CAISO_CHP | physical | none | 1 | 0 | 1 | cogen
ruling_list | TANHIL_6_SOLART | BERRY PETROLEUM COGEN 18 AGGREGATE | 17 | CAISO_CHP | physical | none | 1 | 0 | 1 | cogen
ruling_list | CHEVCO_6_UNIT 1 | CHEVRON USA (COALINGA) | 16.5 | CAISO_CHP | physical | none | 1 | 0 | 1 | cogen
ruling_list | CHEVCD_6_UNIT | CHEVRON USA (TAFT/CADET) | 11.5 | CAISO_CHP | physical | none | 1 | 0 | 1 | cogen
ruling_list | TXMCKT_6_UNIT | McKittrick Cogen | 11.2 | CAISO_CHP | physical | none | 1 | 0 | 1 | cogen
ruling_list | SBERDO_2_QF | SAN BERADINO QFS | 10.6 | CAISO_CHP | physical | none | 1 | 0 | 1 | cogen
ruling_list | GOLETA_6_GAVOTA | Point Arguello Pipeline Company | 9.9 | CAISO_CHP | physical | none | 1 | 0 | 1 | cogen
ruling_list | CHEVCO_6_UNIT 2 | AERA ENERGY LLC. (COALINGA) | 8.5 | CAISO_CHP | physical | none | 1 | 0 | 1 | cogen
ruling_list | SRINTL_6_UNIT | SRI INTERNATIONAL | 6.9 | CAISO_CHP | physical | none | 1 | 0 | 1 | cogen
ruling_list | FELLOW_7_QFUNTS | Fellow QF Aggregate | 6.2 | CAISO_CHP | physical | none | 1 | 0 | 1 | cogen
ruling_list | FRITO_1_LAY | FRITO-LAY | 6 | CAISO_CHP | physical | none | 1 | 0 | 1 | cogen
ruling_list | STAUFF_1_UNIT | RHODIA INC. (RHONE-POULENC) | 4.6 | CAISO_CHP | physical | none | 1 | 0 | 1 | cogen
ruling_list | CLRMTK_1_QF | SMALL QF AGGREGATION - OAKLAND | 1.25 | CAISO_CHP | physical | none | 1 | 0 | 1 | cogen
ruling_list | MISSIX_1_QF | SMALL QF AGGREGATION - SAB FRABCUSCI | 1 | CAISO_CHP | physical | none | 1 | 0 | 1 | cogen
ruling_list | GRNLF1_1_UNITS | GREENLEAF #1 COGEN AGGREGATE | 0 | CAISO_CHP | physical | none | 1 | 0 | 1 | cogen
ruling_list | CENTER_2_QF | CENTER QFS | 0 | CAISO_CHP | physical | none | 1 | 0 | 1 | cogen
ruling_list | COLGA1_6_SHELLW | COALINGA COGENERATION COMPANY | 0 | CAISO_CHP | physical | none | 1 | 0 | 1 | cogen
ruling_list | DIVSON_6_NSQF | DIVISION NAVAL STATION COGEN | 0 | CAISO_CHP | physical | none | 1 | 0 | 1 | cogen
ruling_list | MIDSET_1_UNIT 1 | MIDSET COGEN. CO. | 0 | CAISO_CHP | physical | none | 1 | 0 | 1 | cogen
ruling_list | MIRLOM_6_DELGEN | CORONA ENERGY PARTNERS LTD. | 0 | CAISO_CHP | physical | none | 1 | 0 | 1 | cogen
ruling_list | NIMTG_6_NIQF | NORTH ISLAND QF | 0 | CAISO_CHP | physical | none | 1 | 0 | 1 | cogen
ruling_list | PTLOMA_6_NTCCGN | AEI MCRD STEAM TURBINE | 0 | CAISO_CHP | physical | none | 1 | 0 | 1 | cogen
ruling_list | SARGNT_2_UNIT | SARGENT CANYON COGEN. COMPANY | 0 | CAISO_CHP | physical | none | 1 | 0 | 1 | cogen
ruling_list | SAUGUS_6_PTCHGN | COUNTY OF LOS ANGELES -- PITCHLE | 0 | CAISO_CHP | physical | none | 1 | 0 | 1 | cogen
template_list | new_generic_cogen | 0 | #N/A | CAISO_CHP | new_generic | none | 0 | 1 | 0 | cogen
template_list | HINSON_6_SERRGN | 0 | 34 | CAISO_CHP | physical | none | 1 | 0 | 1 | cogen
template_list | SNCLRA_2_UNIT | Channel Islands Power | 27.5 | CAISO_CHP | physical | none | 1 | 0 | 1 | cogen
template_list | SPIFBD_1_PL1X2 | 0 | 7.5 | CAISO_CHP | physical | none | 1 | 0 | 1 | cogen
template_list | PLMSSR_6_HISIER | High Sierra Cogeneration Aggregate | 6 | CAISO_CHP | physical | none | 1 | 0 | 1 | cogen
template_list | MURRAY_6_UNIT | Grossmont Hospital | 4.12 | CAISO_CHP | physical | none | 1 | 0 | 1 | cogen
template_list | NIMTG_6_NICOGN | NORTH ISLAND COGEN | 4.05 | CAISO_CHP | physical | none | 1 | 0 | 1 | cogen
template_list | CUMMNG_6_SUNCT1 | SunSelect 1 | 4 | CAISO_CHP | physical | none | 1 | 0 | 1 | cogen
template_list | VISTA_2_FCELL | CSUSB fuel cell | 1.4 | CAISO_CHP | physical | none | 1 | 0 | 1 | cogen
template_list | NEWARK_1_QF | NEWARK 1 QF | 1.1 | CAISO_CHP | physical | none | 1 | 0 | 1 | cogen
template_list | MOSSLD_1_QF | SMALL QF AGGREGATION - SANTA CRUZ | 1 | CAISO_CHP | physical | none | 1 | 0 | 1 | cogen
template_list | MLPTAS_7_QFUNTS | MLPTAS_7_QFUNTS | 1 | CAISO_CHP | physical | none | 1 | 0 | 1 | cogen
template_list | PSWEET_7_QFUNTS | PSWEET_7_QFUNTS | 1 | CAISO_CHP | physical | none | 1 | 0 | 1 | cogen
template_list | CENTER_2_TECNG1 | TECHNICAST | 0.99 | CAISO_CHP | physical | none | 1 | 0 | 1 | cogen
template_list | IGNACO_1_QF | SMALL QF AGGREGATION - VALLEJO/DINSMORE | 0.5 | CAISO_CHP | physical | none | 1 | 0 | 1 | cogen
template_list | LAGBEL_6_QF | LAGUNA BELL QFS | 0.35 | CAISO_CHP | physical | none | 1 | 0 | 1 | cogen
template_list | LAWRNC_7_SUNYVL | City of Sunnyvale Unit 1 and 2 | 0.3 | CAISO_CHP | physical | none | 1 | 0 | 1 | cogen
added | existing_generic_cogen |  | #N/A | CAISO_CHP | existing_generic | none | 0 | 1 | 1 | cogen
template_list | new_generic_coal | 0 | #N/A | CAISO_Coal | new_generic | none | 0 | 1 | 0 | thermal
added | existing_generic_coal |  | #N/A | CAISO_Coal | existing_generic | none | 0 | 1 | 1 | thermal
template_list | new_generic_dr | 0 | #N/A | CAISO_DR | new_generic | none | 0 | 1 | 0 | unknown
added | existing_generic_dr |  | #N/A | CAISO_DR | existing_generic | none | 0 | 1 | 1 | unknown
template_list | Greater_Imperial_Geothermal | 0 | #N/A | CAISO_Geothermal | new_resolve | fillme_name,type,mw | 0 | 1 | 0 | geothermal
template_list | Inyokern_North_Kramer_Geothermal | 0 | #N/A | CAISO_Geothermal | new_resolve | fillme_name,type,mw | 0 | 1 | 0 | geothermal
template_list | Northern_California_Ex_Geothermal | 0 | #N/A | CAISO_Geothermal | new_resolve | fillme_name,type,mw | 0 | 1 | 0 | geothermal
template_list | Pacific_Northwest_Geothermal | 0 | #N/A | CAISO_Geothermal | new_resolve | fillme_name,type,mw | 0 | 1 | 0 | geothermal
template_list | Riverside_Palm_Springs_Geothermal | 0 | #N/A | CAISO_Geothermal | new_resolve | fillme_name,type,mw | 0 | 1 | 0 | geothermal
template_list | Solano_Geothermal | 0 | #N/A | CAISO_Geothermal | new_resolve | fillme_name,type,mw | 0 | 1 | 0 | geothermal
template_list | Southern_Nevada_Geothermal | 0 | #N/A | CAISO_Geothermal | new_resolve | fillme_name,type,mw | 0 | 1 | 0 | geothermal
template_list | new_generic_geothermal | 0 | #N/A | CAISO_Geothermal | new_generic | none | 0 | 1 | 0 | geothermal
template_list | GEYS13_7_UNIT13 | GEYSERS UNIT 13 (HEALDSBURG) | 95 | CAISO_Geothermal | physical | none | 1 | 0 | 1 | geothermal
template_list | SANTFG_7_UNITS | GEYSERS CALISTOGA AGGREGATE | 92.1 | CAISO_Geothermal | physical | none | 1 | 0 | 1 | geothermal
template_list | NAVYII_2_UNITS | COSO POWER DEVELOPER (NAVY II) AGGREGATE | 90 | CAISO_Geothermal | physical | none | 1 | 0 | 1 | geothermal
template_list | GEYS16_7_UNIT16 | GEYSERS UNIT 16 (HEALDSBURG) | 85 | CAISO_Geothermal | physical | none | 1 | 0 | 1 | geothermal
template_list | GYS7X8_7_UNITS | GEYSERS UNITS 7 & 8 AGGREGATE | 82 | CAISO_Geothermal | physical | none | 1 | 0 | 1 | geothermal
template_list | GEYS11_7_UNIT11 | GEYSERS UNIT 11 (HEALDSBURG) | 74.4 | CAISO_Geothermal | physical | none | 1 | 0 | 1 | geothermal
template_list | GEYS18_7_UNIT18 | GEYSERS UNIT 18 (HEALDSBURG) | 72 | CAISO_Geothermal | physical | none | 1 | 0 | 1 | geothermal
template_list | GEYS14_7_UNIT14 | GEYSERS UNIT 14 (HEALDSBURG) | 70 | CAISO_Geothermal | physical | none | 1 | 0 | 1 | geothermal
template_list | GEYS20_7_UNIT20 | GEYSERS UNIT 20 (HEALDSBURG) | 62 | CAISO_Geothermal | physical | none | 1 | 0 | 1 | geothermal
template_list | GEYS17_7_UNIT17 | GEYSERS UNIT 17 (HEALDSBURG) | 60 | CAISO_Geothermal | physical | none | 1 | 0 | 1 | geothermal
template_list | GEYS12_7_UNIT12 | GEYSERS UNIT 12 (HEALDSBURG) | 57 | CAISO_Geothermal | physical | none | 1 | 0 | 1 | geothermal
template_list | SMUDGO_7_UNIT 1 | SONOMA POWER PLANT | 53 | CAISO_Geothermal | physical | none | 1 | 0 | 1 | geothermal
template_list | NCPA_7_GP2UN4 | NCPA GEO PLANT 2 UNIT 4 | 52.73 | CAISO_Geothermal | physical | none | 1 | 0 | 1 | geothermal
template_list | CerroPrieto1-1 | Cerro Prieto I-1 | 35.7 | CAISO_Geothermal | physical | none | 1 | 0 | 1 | geothermal
template_list | CerroPrieto1-2 | Cerro Prieto I-2 | 35.7 | CAISO_Geothermal | physical | none | 1 | 0 | 1 | geothermal
template_list | CerroPrieto1-3 | Cerro Prieto I-3 | 35.7 | CAISO_Geothermal | physical | none | 1 | 0 | 1 | geothermal
template_list | CerroPrieto1-4 | Cerro Prieto I-4 | 35.7 | CAISO_Geothermal | physical | none | 1 | 0 | 1 | geothermal
template_list | NCPA_7_GP1UN2 | NCPA GEO PLANT 1 UNIT 2 | 34 | CAISO_Geothermal | physical | none | 1 | 0 | 1 | geothermal
template_list | MXI_GEO-U1-1 | Assume Geo unit | 30 | CAISO_Geothermal | physical | none | 1 | 0 | 1 | geothermal
template_list | ThermoNo1-2 | Thermo No 1-2 | 14 | CAISO_Geothermal | physical | none | 1 | 0 | 1 | geothermal
template_list | NealHotSprings2 | Neal Hot Springs Geothermal Project-NHS2 | 11 | CAISO_Geothermal | physical | none | 1 | 0 | 1 | geothermal
template_list | NealHotSprings3 | Neal Hot Springs Geothermal Project-NHS3 | 11 | CAISO_Geothermal | physical | none | 1 | 0 | 1 | geothermal
template_list | GEYS17_2_BOTRCK | Bottle Rock Geothermal | 10.01 | CAISO_Geothermal | physical | none | 1 | 0 | 1 | geothermal
template_list | WALNUT_7_WCOVCT | 0 | 0 | CAISO_Geothermal | physical | none | 1 | 0 | 1 | geothermal
added | existing_generic_geothermal |  | #N/A | CAISO_Geothermal | existing_generic | none | 0 | 1 | 1 | geothermal
template_list | New_Hybrid | 0 | #N/A | CAISO_Hybrid | new_resolve | fillme_name,type,mw | 0 | 1 | 0 | unknown
ruling_list | BIGCRK_2_EXESWD | BIG CREEK HYDRO PROJECT PSP | 773.6 | CAISO_Hydro | physical | none | 1 | 0 | 1 | hydro
ruling_list | HYTTHM_2_UNITS | HYATT-THERMALITO PUMP-GEN (AGGREGATE) | 459.42 | CAISO_Hydro | physical | none | 1 | 0 | 1 | hydro
ruling_list | COLVIL_7_PL1X2 | COLLIERVILLE HYDRO UNIT 1 & 2 AGGREGATE | 246.86 | CAISO_Hydro | physical | none | 1 | 0 | 1 | hydro
ruling_list | INTKEP_2_UNITS | CCSF Hetch_Hetchy Hydro Aggregate | 239 | CAISO_Hydro | physical | none | 1 | 0 | 1 | hydro
ruling_list | COLGAT_7_UNIT 1 | Colgate Powerhouse Unit 1 | 176.72 | CAISO_Hydro | physical | none | 1 | 0 | 1 | hydro
ruling_list | COLGAT_7_UNIT 2 | Colgate Powerhouse Unit 2 | 175.67 | CAISO_Hydro | physical | none | 1 | 0 | 1 | hydro
ruling_list | KERKH2_7_UNIT 1 | KERKHOFF PH 2 UNIT #1 | 153.9 | CAISO_Hydro | physical | none | 1 | 0 | 1 | hydro
ruling_list | HAASPH_7_PL1X2 | HAAS PH UNIT 1 & 2 AGGREGATE | 144 | CAISO_Hydro | physical | none | 1 | 0 | 1 | hydro
ruling_list | CARBOU_7_PL4X5 | CARIBOU PH 2 UNIT 4 & 5 AGGREGATE | 120 | CAISO_Hydro | physical | none | 1 | 0 | 1 | hydro
ruling_list | BELDEN_7_UNIT 1 | BELDEN HYDRO | 119 | CAISO_Hydro | physical | none | 1 | 0 | 1 | hydro
ruling_list | PIT4_7_PL1X2 | PIT PH 4 UNITS 1 & 2 AGGREGATE | 95 | CAISO_Hydro | physical | none | 1 | 0 | 1 | hydro
ruling_list | EXCHEC_7_UNIT 1 | EXCHEQUER HYDRO | 94.5 | CAISO_Hydro | physical | none | 1 | 0 | 1 | hydro
ruling_list | ELECTR_7_PL1X3 | ELECTRA PH UNIT 1 & 2 AGGREGATE | 93 | CAISO_Hydro | physical | none | 1 | 0 | 1 | hydro
ruling_list | STANIS_7_UNIT 1 | STANISLAUS HYDRO | 91 | CAISO_Hydro | physical | none | 1 | 0 | 1 | hydro
ruling_list | BLACK_7_UNIT 1 | JAMES B. BLACK 1 | 85 | CAISO_Hydro | physical | none | 1 | 0 | 1 | hydro
ruling_list | BLACK_7_UNIT 2 | JAMES B. BLACK 2 | 84.1 | CAISO_Hydro | physical | none | 1 | 0 | 1 | hydro
ruling_list | PIT5_7_PL1X2 | PIT PH 5 UNITS 1 & 2 AGGREGATE | 82 | CAISO_Hydro | physical | none | 1 | 0 | 1 | hydro
ruling_list | PIT5_7_PL3X4 | PIT PH 5 UNITS 3 & 4 AGGREGATE | 82 | CAISO_Hydro | physical | none | 1 | 0 | 1 | hydro
ruling_list | DVLCYN_1_UNITS | DEVIL CANYON HYDRO UNITS 1-4 AGGREGATE | 80 | CAISO_Hydro | physical | none | 1 | 0 | 1 | hydro
ruling_list | DONNLS_7_UNIT | Donnells Hydro | 72 | CAISO_Hydro | physical | none | 1 | 0 | 1 | hydro
ruling_list | PIT3_7_PL1X3 | PIT PH 3 UNITS 1, 2 & 3 AGGREGATE | 70.6 | CAISO_Hydro | physical | none | 1 | 0 | 1 | hydro
ruling_list | CRESTA_7_PL1X2 | CRESTA PH UNIT 1 & 2 AGGREGATE | 70.4 | CAISO_Hydro | physical | none | 1 | 0 | 1 | hydro
ruling_list | POEPH_7_UNIT 1 | POE HYDRO UNIT 1 | 69 | CAISO_Hydro | physical | none | 1 | 0 | 1 | hydro
ruling_list | POEPH_7_UNIT 2 | POE HYDRO UNIT 2 | 68.5 | CAISO_Hydro | physical | none | 1 | 0 | 1 | hydro
ruling_list | PINFLT_7_UNITS | PINE FLAT HYDRO AGGREGATE | 63.3 | CAISO_Hydro | physical | none | 1 | 0 | 1 | hydro
ruling_list | TIGRCK_7_UNITS | TIGER CREEK HYDRO AGGREGATE | 62 | CAISO_Hydro | physical | none | 1 | 0 | 1 | hydro
ruling_list | WDLEAF_7_UNIT 1 | WOODLEAF HYDRO | 60 | CAISO_Hydro | physical | none | 1 | 0 | 1 | hydro
ruling_list | BUCKCK_7_PL1X2 | BUCKS CREEK AGGREGATE | 57.25 | CAISO_Hydro | physical | none | 1 | 0 | 1 | hydro
ruling_list | PIT7_7_UNIT 1 | PIT PH 7 UNIT 1 | 55.7 | CAISO_Hydro | physical | none | 1 | 0 | 1 | hydro
ruling_list | BALCHS_7_UNIT 3 | BALCH 2 PH UNIT 3 | 54.6 | CAISO_Hydro | physical | none | 1 | 0 | 1 | hydro
ruling_list | PIT7_7_UNIT 2 | PIT PH 7 UNIT 2 | 54.6 | CAISO_Hydro | physical | none | 1 | 0 | 1 | hydro
ruling_list | BALCHS_7_UNIT 2 | BALCH 2 PH UNIT 2 | 52.5 | CAISO_Hydro | physical | none | 1 | 0 | 1 | hydro
ruling_list | DRUM_7_UNIT 5 | DRUM PH 2 UNIT 5 | 50 | CAISO_Hydro | physical | none | 1 | 0 | 1 | hydro
ruling_list | CARBOU_7_PL2X3 | CARIBOU PH 1 UNIT 2 & 3 AGGREGATE | 49 | CAISO_Hydro | physical | none | 1 | 0 | 1 | hydro
ruling_list | SALTSP_7_UNITS | SALT SPRINGS HYDRO AGGREGATE | 46 | CAISO_Hydro | physical | none | 1 | 0 | 1 | hydro
ruling_list | CHICPK_7_UNIT 1 | CHICAGO PARK 1, BEAR RIVER CA | 42 | CAISO_Hydro | physical | none | 1 | 0 | 1 | hydro
ruling_list | PIT6_7_UNIT 2 | PIT PH 6 UNIT 2 | 40 | CAISO_Hydro | physical | none | 1 | 0 | 1 | hydro
ruling_list | BUTTVL_7_UNIT 1 | BUTT VALLEY HYDRO | 39.5 | CAISO_Hydro | physical | none | 1 | 0 | 1 | hydro
ruling_list | WARNE_2_UNIT | WARNE HYDRO AGGREGATE | 39.1 | CAISO_Hydro | physical | none | 1 | 0 | 1 | hydro
ruling_list | PIT6_7_UNIT 1 | PIT PH 6 UNIT 1 | 39 | CAISO_Hydro | physical | none | 1 | 0 | 1 | hydro
ruling_list | FORBST_7_UNIT 1 | FORBESTOWN HYDRO | 37.5 | CAISO_Hydro | physical | none | 1 | 0 | 1 | hydro
ruling_list | VESTAL_2_KERN | KERN RIVER PH 3 UNITS 1 & 2 AGGREGATE | 36.8 | CAISO_Hydro | physical | none | 1 | 0 | 1 | hydro
ruling_list | BALCHS_7_UNIT 1 | BALCH 1 PH UNIT 1 | 33 | CAISO_Hydro | physical | none | 1 | 0 | 1 | hydro
ruling_list | MALCHQ_7_UNIT 1 | MALACHA HYDRO L.P. | 32.5 | CAISO_Hydro | physical | none | 1 | 0 | 1 | hydro
ruling_list | PIT1_7_UNIT 1 | PIT PH 1 UNIT 1 | 32 | CAISO_Hydro | physical | none | 1 | 0 | 1 | hydro
ruling_list | PIT1_7_UNIT 2 | PIT PH 1 UNIT 2 | 32 | CAISO_Hydro | physical | none | 1 | 0 | 1 | hydro
ruling_list | DRUM_7_PL3X4 | Drum PH 1 Units 3 & 4 Aggregate | 28.9 | CAISO_Hydro | physical | none | 1 | 0 | 1 | hydro
ruling_list | DRUM_7_PL1X2 | Drum PH 1 Units 1 & 2 Aggregate | 26 | CAISO_Hydro | physical | none | 1 | 0 | 1 | hydro
ruling_list | ONLLPP_6_UNITS | O'NEILL PUMP-GEN (AGGREGATE) | 25.2 | CAISO_Hydro | physical | none | 1 | 0 | 1 | hydro
ruling_list | CARBOU_7_UNIT 1 | CARIBOU PH 1 UNIT 1 | 24 | CAISO_Hydro | physical | none | 1 | 0 | 1 | hydro
ruling_list | ALAMO_6_UNIT | ALAMO POWER PLANT | 17 | CAISO_Hydro | physical | none | 1 | 0 | 1 | hydro
ruling_list | RECTOR_2_QF | RECTOR QFS | 17 | CAISO_Hydro | physical | none | 1 | 0 | 1 | hydro
ruling_list | MOJAVE_1_SIPHON | MOJAVE SIPHON POWER PLANT | 14.36 | CAISO_Hydro | physical | none | 1 | 0 | 1 | hydro
ruling_list | FORKBU_6_UNIT | HYPOWER, INC. (FORKS OF BUTTE) | 14.3 | CAISO_Hydro | physical | none | 1 | 0 | 1 | hydro
ruling_list | PARDEB_6_UNITS | Pardee Power House | 14 | CAISO_Hydro | physical | none | 1 | 0 | 1 | hydro
ruling_list | LACIEN_2_VENICE | MWD Venice Hydroelectric Recovery Plant | 9.95 | CAISO_Hydro | physical | none | 1 | 0 | 1 | hydro
ruling_list | PADUA_6_MWDSDM | San Dimas Hydroelectric Recovery Plant | 9.9 | CAISO_Hydro | physical | none | 1 | 0 | 1 | hydro
ruling_list | CAMPFW_7_FARWST | CAMP FAR WEST HYDRO | 8 | CAISO_Hydro | physical | none | 1 | 0 | 1 | hydro
ruling_list | VALLEY_5_PERRIS | MWD Perris Hydroelectric Recovery Plant | 7.94 | CAISO_Hydro | physical | none | 1 | 0 | 1 | hydro
ruling_list | SOUTH_2_UNIT | SOUTH HYDRO | 7.1 | CAISO_Hydro | physical | none | 1 | 0 | 1 | hydro
ruling_list | VALLEY_5_REDMTN | MWD Red Mountain Hydroelectric Recovery | 5.9 | CAISO_Hydro | physical | none | 1 | 0 | 1 | hydro
ruling_list | KEKAWK_6_UNIT | STS HYDROPOWER LTD. (KEKAWAKA) | 5.5 | CAISO_Hydro | physical | none | 1 | 0 | 1 | hydro
ruling_list | VILLPK_6_MWDYOR | Yorba Linda Hydroelectric Recovery Plant | 5.1 | CAISO_Hydro | physical | none | 1 | 0 | 1 | hydro
ruling_list | GRSCRK_6_BGCKWW | BIG CREEK WATER WORKS - CEDAR FLAT | 5 | CAISO_Hydro | physical | none | 1 | 0 | 1 | hydro
ruling_list | MIRLOM_7_MWDLKM | Lake Mathews Hydroelectric Recovery Plan | 5 | CAISO_Hydro | physical | none | 1 | 0 | 1 | hydro
ruling_list | PLACVL_1_RCKCRE | PLACER UNIT (ROCK CREEK) | 5 | CAISO_Hydro | physical | none | 1 | 0 | 1 | hydro
ruling_list | VILLPK_2_VALLYV | MWD Valley View Hydroelectric Recovery P | 4.1 | CAISO_Hydro | physical | none | 1 | 0 | 1 | hydro
ruling_list | OILFLD_7_QFUNTS | Nacimiento Hydroelectric Plant | 3.8 | CAISO_Hydro | physical | none | 1 | 0 | 1 | hydro
ruling_list | HILAND_7_YOLOWD | CLEAR LAKE UNIT 1 | 3.75 | CAISO_Hydro | physical | none | 1 | 0 | 1 | hydro
ruling_list | DMDVLY_1_UNITS | DIAMOND VALLEY LAKE PUMP-GEN PLANT | 3.3 | CAISO_Hydro | physical | none | 1 | 0 | 1 | hydro
ruling_list | OLINDA_2_COYCRK | MWD Coyote Creek Hydroelectric Recovery | 3.13 | CAISO_Hydro | physical | none | 1 | 0 | 1 | hydro
ruling_list | INDVLY_1_UNITS | Indian Valley Hydro | 3.01 | CAISO_Hydro | physical | none | 1 | 0 | 1 | hydro
ruling_list | SPBURN_7_SNOWMT | SPBURN_7_SNOWMT | 3 | CAISO_Hydro | physical | none | 1 | 0 | 1 | hydro
ruling_list | MIRLOM_2_CORONA | MWD Corona Hydroelectric Recovery Plant | 2.85 | CAISO_Hydro | physical | none | 1 | 0 | 1 | hydro
ruling_list | MIRLOM_2_TEMESC | MWD Temescal Hydroelectric Recovery Plan | 2.85 | CAISO_Hydro | physical | none | 1 | 0 | 1 | hydro
ruling_list | MCCALL_1_QF | SMALL QF AGGREGATION - FRESNO | 2.5 | CAISO_Hydro | physical | none | 1 | 0 | 1 | hydro
ruling_list | WRGHTP_7_AMENGY | SMALL QF AGGREGATION - LOS BANOS | 2.5 | CAISO_Hydro | physical | none | 1 | 0 | 1 | hydro
ruling_list | SAUGUS_6_QF | SAUGUS QFS | 2.19 | CAISO_Hydro | physical | none | 1 | 0 | 1 | hydro
ruling_list | DEADCK_1_UNIT | DEADCK_1_UNIT | 2 | CAISO_Hydro | physical | none | 1 | 0 | 1 | hydro
ruling_list | TESLA_1_QF | SMALL QF AGGREGATION - STOCKTON | 2 | CAISO_Hydro | physical | none | 1 | 0 | 1 | hydro
ruling_list | PADUA_2_ONTARO | ONTARIO/SIERRA HYDRO PSP | 1.92 | CAISO_Hydro | physical | none | 1 | 0 | 1 | hydro
ruling_list | CENTER_2_RHONDO | MWD Rio Hondo Hydroelectric Recovery Pla | 1.91 | CAISO_Hydro | physical | none | 1 | 0 | 1 | hydro
ruling_list | STOREY_7_MDRCHW | Madera Canal Site 980 | 1.84 | CAISO_Hydro | physical | none | 1 | 0 | 1 | hydro
ruling_list | PADUA_6_QF | PADUA QFS | 1.82 | CAISO_Hydro | physical | none | 1 | 0 | 1 | hydro
ruling_list | HATLOS_6_LSCRK | Lost Creek 1 & 2 Hydro Conversion | 1.7 | CAISO_Hydro | physical | none | 1 | 0 | 1 | hydro
ruling_list | RIOOSO_1_QF | SMALL QF AGGREGATION - GRASS VALLEY | 1.7 | CAISO_Hydro | physical | none | 1 | 0 | 1 | hydro
ruling_list | TBLMTN_6_QF | SMALL QF AGGREGATION - PARADISE | 1.7 | CAISO_Hydro | physical | none | 1 | 0 | 1 | hydro
ruling_list | FTSWRD_6_TRFORK | Three Forks Water Power Project | 1.63 | CAISO_Hydro | physical | none | 1 | 0 | 1 | hydro
ruling_list | FTSWRD_7_QFUNTS | FTSWRD_7_QFUNTS | 1.6 | CAISO_Hydro | physical | none | 1 | 0 | 1 | hydro
ruling_list | HIGGNS_1_COMBIE | Combie South | 1.5 | CAISO_Hydro | physical | none | 1 | 0 | 1 | hydro
ruling_list | LOWGAP_7_QFUNTS | LOWGAP_7_QFUNTS | 1.35 | CAISO_Hydro | physical | none | 1 | 0 | 1 | hydro
ruling_list | VOLTA_7_QFUNTS | VOLTA_7_QFUNTS | 1.3 | CAISO_Hydro | physical | none | 1 | 0 | 1 | hydro
ruling_list | BIGCRK_7_MAMRES | 0 | 1.25 | CAISO_Hydro | physical | none | 1 | 0 | 1 | hydro
ruling_list | HUMBSB_1_QF | SMALL QF AGGREGATION - TRINITY | 1.25 | CAISO_Hydro | physical | none | 1 | 0 | 1 | hydro
ruling_list | POTTER_7_VECINO | Vecino Vineyards LLC | 1.25 | CAISO_Hydro | physical | none | 1 | 0 | 1 | hydro
ruling_list | PIT5_7_QFUNTS | PIT 5 HYDRO QF UNITS | 1.1 | CAISO_Hydro | physical | none | 1 | 0 | 1 | hydro
ruling_list | PADUA_7_SDIMAS | San Dimas Wash Hydro | 1.05 | CAISO_Hydro | physical | none | 1 | 0 | 1 | hydro
ruling_list | BANGOR_6_HYDRO | Virginia Ranch Dam Powerplant | 1 | CAISO_Hydro | physical | none | 1 | 0 | 1 | hydro
ruling_list | FULTON_1_QF | SMALL QF AGGREGATION - ZENIA | 1 | CAISO_Hydro | physical | none | 1 | 0 | 1 | hydro
ruling_list | GARNET_2_HYDRO | Whitewater Hydro | 1 | CAISO_Hydro | physical | none | 1 | 0 | 1 | hydro
ruling_list | MESAP_1_QF | SMALL QF AGGREGATION - SAN LUIS OBISPO | 1 | CAISO_Hydro | physical | none | 1 | 0 | 1 | hydro
ruling_list | SNCLRA_2_SPRHYD | Springville Hydroelectric Generator | 1 | CAISO_Hydro | physical | none | 1 | 0 | 1 | hydro
ruling_list | CEDRCK_6_UNIT | Water Wheel Ranch | 0.98 | CAISO_Hydro | physical | none | 1 | 0 | 1 | hydro
ruling_list | VOLTA_6_BAILCK | 0 | 0.63 | CAISO_Hydro | physical | none | 1 | 0 | 1 | hydro
ruling_list | FMEADO_6_HELLHL | FMEADO_6_HELLHL | 0.6 | CAISO_Hydro | physical | none | 1 | 0 | 1 | hydro
ruling_list | ALLGNY_6_HYDRO1 | Salmon Creek Hydroelectric Project | 0.52 | CAISO_Hydro | physical | none | 1 | 0 | 1 | hydro
ruling_list | HIGGNS_7_QFUNTS | HIGGNS_7_QFUNTS | 0.5 | CAISO_Hydro | physical | none | 1 | 0 | 1 | hydro
ruling_list | ORLND_6_HIGHLI | High Line Canal Hydro | 0.5 | CAISO_Hydro | physical | none | 1 | 0 | 1 | hydro
ruling_list | OLINDA_2_QF | OLINDA QFS | 0.4 | CAISO_Hydro | physical | none | 1 | 0 | 1 | hydro
ruling_list | BIGCRK_7_DAM7 | 0 | 0.3 | CAISO_Hydro | physical | none | 1 | 0 | 1 | hydro
ruling_list | BOWMN_6_UNIT | BOWMAN | 0 | CAISO_Hydro | physical | none | 1 | 0 | 1 | hydro
ruling_list | n/a (Hoover share) | Hoover (CAISO Share) | 0 | CAISO_Hydro | physical | none | 1 | 0 | 0 | hydro
template_list | new_generic_instate_small_hydro | 0 | #N/A | CAISO_Hydro | new_generic | none | 0 | 1 | 0 | hydro
template_list | new_generic_instate_large_hydro | 0 | #N/A | CAISO_Hydro | new_generic | none | 0 | 1 | 0 | hydro
template_list | new_generic_nw_hydro | 0 | #N/A | CAISO_Hydro | new_generic | none | 0 | 1 | 0 | hydro
template_list | MDFKRL_2_PROJCT | MIDDLE FORK AND RALSTON PSP | 210 | CAISO_Hydro | physical | none | 1 | 0 | 1 | hydro
template_list | RCKCRK_7_UNIT 1 | ROCK CREEK HYDRO UNIT 1 | 57 | CAISO_Hydro | physical | none | 1 | 0 | 1 | hydro
template_list | NAROW2_2_UNIT | Narrows Powerhouse Unit 2 | 55 | CAISO_Hydro | physical | none | 1 | 0 | 1 | hydro
template_list | KINGRV_7_UNIT 1 | KINGS RIVER HYDRO UNIT 1 | 51.2 | CAISO_Hydro | physical | none | 1 | 0 | 1 | hydro
template_list | TULLCK_7_UNITS | Tullock Hydro | 25.9 | CAISO_Hydro | physical | none | 1 | 0 | 1 | hydro
template_list | WISHON_6_UNITS | Wishon/San Joaquin #1-A AGGREGATE | 18.4 | CAISO_Hydro | physical | none | 1 | 0 | 1 | hydro
template_list | ROLLIN_6_UNIT | ROLLINS HYDRO | 13.5 | CAISO_Hydro | physical | none | 1 | 0 | 1 | hydro
template_list | SLYCRK_1_UNIT 1 | SLY CREEK HYDRO | 13 | CAISO_Hydro | physical | none | 1 | 0 | 1 | hydro
template_list | KERKH1_7_UNIT 3 | KERKHOFF PH 1 UNIT #3 | 12.8 | CAISO_Hydro | physical | none | 1 | 0 | 1 | hydro
template_list | BlackCanyon3 | Black Canyon-3 | 12.5 | CAISO_Hydro | physical | none | 1 | 0 | 1 | hydro
template_list | SPAULD_6_UNIT12 | SPAULDING HYDRO PH 1 & 2 AGGREGATE | 11.4 | CAISO_Hydro | physical | none | 1 | 0 | 1 | hydro
template_list | ELDORO_7_UNIT 2 | El Dorado Unit 2 | 11 | CAISO_Hydro | physical | none | 1 | 0 | 1 | hydro
template_list | POTTER_6_UNITS | Potter Valley | 10.1 | CAISO_Hydro | physical | none | 1 | 0 | 1 | hydro
template_list | MCSWAN_6_UNITS | MC SWAIN HYDRO | 10 | CAISO_Hydro | physical | none | 1 | 0 | 1 | hydro
template_list | CAMCHE_1_PL1X3 | CAMANCHE UNITS 1, 2 & 3 AGGREGATE | 9.99 | CAISO_Hydro | physical | none | 1 | 0 | 1 | hydro
template_list | Ryan2_Upgrd | Ryan (post-upgrade)-RYA2 | 9.2 | CAISO_Hydro | physical | none | 1 | 0 | 1 | hydro
template_list | SAUGUS_6_MWDFTH | Foothill Hydroelectric Recovery Plant | 9.1 | CAISO_Hydro | physical | none | 1 | 0 | 1 | hydro
template_list | HATCR2_7_UNIT | Hat Creek #2 | 8.5 | CAISO_Hydro | physical | none | 1 | 0 | 1 | hydro
template_list | LowerNo12 | Lower No 1-2 | 8 | CAISO_Hydro | physical | none | 1 | 0 | 1 | hydro
template_list | UpperPwr4 | Upper Power Plant-4 | 8 | CAISO_Hydro | physical | none | 1 | 0 | 1 | hydro
template_list | Turnbull2 | Turnbull Hydro-2 | 7.7 | CAISO_Hydro | physical | none | 1 | 0 | 1 | hydro
template_list | WOODWR_1_HYDRO | Quinten Luallen | 7.3 | CAISO_Hydro | physical | none | 1 | 0 | 1 | hydro
template_list | TietonDamHydroUNIT2 | Tieton Dam Hydro Electric Project-UNIT2 | 6.9 | CAISO_Hydro | physical | none | 1 | 0 | 1 | hydro
template_list | COVERD_2_HCKHY1 | HATCHET CREEK | 6.89 | CAISO_Hydro | physical | none | 0 | 1 | 1 | hydro
template_list | RECTOR_2_KAWEAH | KAWEAH PH 2 & 3 PSP AGGREGATE | 6.55 | CAISO_Hydro | physical | none | 1 | 0 | 1 | hydro
template_list | Rush_Creek_2 | Rush Creek-2_24783 | 6.37 | CAISO_Hydro | physical | none | 1 | 0 | 1 | hydro
template_list | SPICER_1_UNITS | SPICER HYDRO UNITS 1-3 AGGREGATE | 6 | CAISO_Hydro | physical | none | 1 | 0 | 1 | hydro
template_list | OXBOW_6_DRUM | OXBOW HYDRO | 5.8 | CAISO_Hydro | physical | none | 1 | 0 | 1 | hydro
template_list | Borel3 | Borel-3 | 5.5 | CAISO_Hydro | physical | none | 1 | 0 | 1 | hydro
template_list | Turnbull1 | Turnbull Hydro-1 | 5.3 | CAISO_Hydro | physical | none | 1 | 0 | 1 | hydro
template_list | COTTLE_2_FRNKNH | Frankenheimer Power Plant | 5.3 | CAISO_Hydro | physical | none | 1 | 0 | 1 | hydro
template_list | Clark_Canyon | Clark Canyon Dam-1 | 4.7 | CAISO_Hydro | physical | none | 1 | 0 | 1 | hydro
template_list | FallsRiver_ID1 | Falls River Hydro-1 | 4.55 | CAISO_Hydro | physical | none | 1 | 0 | 1 | hydro
template_list | FallsRiver_ID2 | Falls River Hydro-2 | 4.55 | CAISO_Hydro | physical | none | 1 | 0 | 1 | hydro
template_list | NHOGAN_6_UNITS | NEW HOGAN PH AGGREGATE | 4 | CAISO_Hydro | physical | none | 1 | 0 | 1 | hydro
template_list | FROGTN_1_UTICAM | Murphys Powerhouse | 3.6 | CAISO_Hydro | physical | none | 0 | 1 | 1 | hydro
template_list | WISE_1_UNIT 2 | WISE HYDRO UNIT 2 | 3.2 | CAISO_Hydro | physical | none | 1 | 0 | 1 | hydro
template_list | Hauser_HAU6 | Hauser-HAU6 | 3 | CAISO_Hydro | physical | none | 1 | 0 | 1 | hydro
template_list | LowerNo21 | Lower No 2-1 | 3 | CAISO_Hydro | physical | none | 1 | 0 | 1 | hydro
template_list | VLYHOM_7_SSJID | Woodward Power Plant | 3 | CAISO_Hydro | physical | none | 1 | 0 | 1 | hydro
template_list | CRESSY_1_PARKER | PARKER POWERHOUSE | 2.83 | CAISO_Hydro | physical | none | 1 | 0 | 1 | hydro
template_list | Hauser_HAU1 | Hauser-HAU1 | 2.8 | CAISO_Hydro | physical | none | 1 | 0 | 1 | hydro
template_list | Hauser_HAU2 | Hauser-HAU2 | 2.8 | CAISO_Hydro | physical | none | 1 | 0 | 1 | hydro
template_list | Hauser_HAU3 | Hauser-HAU3 | 2.8 | CAISO_Hydro | physical | none | 1 | 0 | 1 | hydro
template_list | Hauser_HAU4 | Hauser-HAU4 | 2.8 | CAISO_Hydro | physical | none | 1 | 0 | 1 | hydro
template_list | Hauser_HAU5 | Hauser-HAU5 | 2.8 | CAISO_Hydro | physical | none | 1 | 0 | 1 | hydro
template_list | COVERD_2_MCKHY1 | Montgomery Creek Hydro | 2.8 | CAISO_Hydro | physical | none | 0 | 1 | 1 | hydro
template_list | BishopCreek3-3 | Bishop Creek 3-3 | 2.79 | CAISO_Hydro | physical | none | 1 | 0 | 1 | hydro
template_list | Borel2 | Borel-2 | 2.75 | CAISO_Hydro | physical | none | 1 | 0 | 1 | hydro
template_list | FeltHydro1 | Felt Hydroelectric Plant-GEN1 | 2.7 | CAISO_Hydro | physical | none | 1 | 0 | 1 | hydro
template_list | FeltHydro2 | Felt Hydroelectric Plant-GEN2 | 2.7 | CAISO_Hydro | physical | none | 1 | 0 | 1 | hydro
template_list | BishopCreek2-2 | Bishop Creek 2-2 | 2.65 | CAISO_Hydro | physical | none | 1 | 0 | 1 | hydro
template_list | BishopCreek5-2 | Bishop Creek 5-2 | 2.65 | CAISO_Hydro | physical | none | 1 | 0 | 1 | hydro
template_list | BirchCreek1 | Birch Creek-1 | 2.6 | CAISO_Hydro | physical | none | 1 | 0 | 1 | hydro
template_list | BishopCreek2-3 | Bishop Creek 2-3 | 2.43 | CAISO_Hydro | physical | none | 1 | 0 | 1 | hydro
template_list | BishopCreek3-2 | Bishop Creek 3-2 | 2.37 | CAISO_Hydro | physical | none | 1 | 0 | 1 | hydro
template_list | Madison_MAD1 | Madison-MAD1 | 2.2 | CAISO_Hydro | physical | none | 1 | 0 | 1 | hydro
template_list | Madison_MAD2 | Madison-MAD2 | 2.2 | CAISO_Hydro | physical | none | 1 | 0 | 1 | hydro
template_list | Madison_MAD3 | Madison-MAD3 | 2.2 | CAISO_Hydro | physical | none | 1 | 0 | 1 | hydro
template_list | Madison_MAD4 | Madison-MAD4 | 2.2 | CAISO_Hydro | physical | none | 1 | 0 | 1 | hydro
template_list | BishopCreek5-1 | Bishop Creek 5-1 | 2.12 | CAISO_Hydro | physical | none | 1 | 0 | 1 | hydro
template_list | Elk_Creek | El Dorado Hydro Elk Creek-GEN1 | 2 | CAISO_Hydro | physical | none | 1 | 0 | 1 | hydro
template_list | FlintCreek | Flint Creek Hydroelectric-1 | 2 | CAISO_Hydro | physical | none | 1 | 0 | 1 | hydro
template_list | COVERD_2_RCKHY1 | ROARING CREEK | 2 | CAISO_Hydro | physical | none | 0 | 1 | 1 | hydro
template_list | HATLOS_6_BWDHY1 | Bidwell Ditch | 2 | CAISO_Hydro | physical | none | 0 | 1 | 1 | hydro
template_list | BishopCreek4-3 | Bishop Creek 4-3 | 1.96 | CAISO_Hydro | physical | none | 1 | 0 | 1 | hydro
template_list | BishopCreek4-4 | Bishop Creek 4-4 | 1.96 | CAISO_Hydro | physical | none | 1 | 0 | 1 | hydro
template_list | BishopCreek4-5 | Bishop Creek 4-5 | 1.96 | CAISO_Hydro | physical | none | 1 | 0 | 1 | hydro
template_list | BishopCreek6-1 | Bishop Creek 6-1 | 1.69 | CAISO_Hydro | physical | none | 1 | 0 | 1 | hydro
template_list | Lundy2 | Lundy 2_LUNDY HYDRO PLANT (AGGREGATE)-1_24784 | 1.5 | CAISO_Hydro | physical | none | 1 | 0 | 1 | hydro
template_list | Mile28Water1 | Mile 28 Water Power Project-1 | 1.5 | CAISO_Hydro | physical | none | 1 | 0 | 1 | hydro
template_list | Mile28Water2 | Mile 28 Water Power Project-2 | 1.5 | CAISO_Hydro | physical | none | 1 | 0 | 1 | hydro
template_list | FROGTN_1_UTICAA | Angels Powerhouse | 1.4 | CAISO_Hydro | physical | none | 0 | 1 | 1 | hydro
template_list | PointLomaHY | POINT LOMA WASTEWATER PERP HYDRO_POINT LOMA WASTEWATER TREATMENT PLANT-1 | 1.35 | CAISO_Hydro | physical | none | 1 | 0 | 1 | hydro
template_list | FargoDrop | Fargo Drop Hydro-1_Fargo Drop-GEN1 | 1.27 | CAISO_Hydro | physical | none | 1 | 0 | 1 | hydro
template_list | Sullivan_10 | Sullivan-10 | 1.2 | CAISO_Hydro | physical | none | 1 | 0 | 1 | hydro
template_list | Sullivan_11 | Sullivan-11 | 1.2 | CAISO_Hydro | physical | none | 1 | 0 | 1 | hydro
template_list | Sullivan_12 | Sullivan-12 | 1.2 | CAISO_Hydro | physical | none | 1 | 0 | 1 | hydro
template_list | Sullivan_13 | Sullivan-13 | 1.2 | CAISO_Hydro | physical | none | 1 | 0 | 1 | hydro
template_list | Sullivan_2 | Sullivan-2 | 1.2 | CAISO_Hydro | physical | none | 1 | 0 | 1 | hydro
template_list | Sullivan_3 | Sullivan-3 | 1.2 | CAISO_Hydro | physical | none | 1 | 0 | 1 | hydro
template_list | Sullivan_4 | Sullivan-4 | 1.2 | CAISO_Hydro | physical | none | 1 | 0 | 1 | hydro
template_list | Sullivan_5 | Sullivan-5 | 1.2 | CAISO_Hydro | physical | none | 1 | 0 | 1 | hydro
template_list | Sullivan_6 | Sullivan-6 | 1.2 | CAISO_Hydro | physical | none | 1 | 0 | 1 | hydro
template_list | Sullivan_7 | Sullivan-7 | 1.2 | CAISO_Hydro | physical | none | 1 | 0 | 1 | hydro
template_list | Sullivan_8 | Sullivan-8 | 1.2 | CAISO_Hydro | physical | none | 1 | 0 | 1 | hydro
template_list | FeltHydro3 | Felt Hydroelectric Plant-GEN3 | 1.1 | CAISO_Hydro | physical | none | 1 | 0 | 1 | hydro
template_list | BishopCreek4-1 | Bishop Creek 4-1 | 1.03 | CAISO_Hydro | physical | none | 1 | 0 | 1 | hydro
template_list | BishopCreek4-2 | Bishop Creek 4-2 | 1.03 | CAISO_Hydro | physical | none | 1 | 0 | 1 | hydro
template_list | Sullivan_9 | Sullivan-9 | 1 | CAISO_Hydro | physical | none | 1 | 0 | 1 | hydro
template_list | APLHIL_1_SLABCK | SLAB CREEK HYDRO | 1 | CAISO_Hydro | physical | none | 1 | 0 | 1 | hydro
template_list | SAUGUS_6_CREST | 0 | 1 | CAISO_Hydro | physical | none | 0 | 1 | 1 | hydro
template_list | NotchButteGeoBon2 | Notch Butte Hydro-HYD1 a.k.a. Geo Bon #2 | 0.93 | CAISO_Hydro | physical | none | 1 | 0 | 1 | hydro
template_list | CURTIS_1_FARFLD | Fairfield Powerhouse | 0.9 | CAISO_Hydro | physical | none | 1 | 0 | 1 | hydro
template_list | RNDMTN_2_SLSPHY1 | Silver Springs | 0.6 | CAISO_Hydro | physical | none | 0 | 1 | 1 | hydro
template_list | Bend3 | Bend-3 | 0.56 | CAISO_Hydro | physical | none | 1 | 0 | 1 | hydro
template_list | Schaffner_1 | Schaffner-1 | 0.53 | CAISO_Hydro | physical | none | 1 | 0 | 1 | hydro
template_list | StrawberryCreek1 | Strawberry Creek-1 | 0.5 | CAISO_Hydro | physical | none | 1 | 0 | 1 | hydro
template_list | StrawberryCreek2 | Strawberry Creek-2 | 0.5 | CAISO_Hydro | physical | none | 1 | 0 | 1 | hydro
template_list | StrawberryCreek3 | Strawberry Creek-3 | 0.5 | CAISO_Hydro | physical | none | 1 | 0 | 1 | hydro
template_list | ArenaDrop | Arena Drop-1 | 0.45 | CAISO_Hydro | physical | none | 1 | 0 | 1 | hydro
template_list | Bend2 | Bend-2 | 0.35 | CAISO_Hydro | physical | none | 1 | 0 | 1 | hydro
template_list | Reynolds | Reynolds Irrigation-1 | 0.26 | CAISO_Hydro | physical | none | 1 | 0 | 1 | hydro
template_list | Shingle_Creek_1 | Shingle Creek-1 | 0.22 | CAISO_Hydro | physical | none | 1 | 0 | 1 | hydro
template_list | Rim_View_1 | Rim View-1 | 0.2 | CAISO_Hydro | physical | none | 1 | 0 | 1 | hydro
template_list | BlackCanyon3MV | Black Canyon #3-1 | 0.14 | CAISO_Hydro | physical | none | 1 | 0 | 1 | hydro
added | existing_generic_instate_small_hydro |  | #N/A | CAISO_Hydro | existing_generic | none | 0 | 1 | 1 | hydro
added | existing_generic_instate_large_hydro |  | #N/A | CAISO_Hydro | existing_generic | none | 0 | 1 | 1 | hydro
added | existing_generic_nw_hydro |  | #N/A | CAISO_Hydro | existing_generic | none | 0 | 1 | 1 | hydro
template_list | DCI_Miles_City | Miles City DC Intertie (Fictional Resource)-1 | #N/A | CAISO_Imports | physical | none | 1 | 0 | 1 | unknown
template_list | VSTAES_6_VESBT1 | 0 | 40 | CAISO_Li_Battery | physical | none | 0 | 1 | 1 | battery
template_list | CHINO_2_APEBT1 | Pomona Energy Storage | 20 | CAISO_Li_Battery | physical | none | 1 | 0 | 1 | battery
template_list | ESCNDO_6_EB1BT1 | Escondido BESS 1 | 10 | CAISO_Li_Battery | physical | none | 0 | 1 | 1 | battery
template_list | ESCNDO_6_EB2BT2 | Escondido BESS 2 | 10 | CAISO_Li_Battery | physical | none | 0 | 1 | 1 | battery
template_list | ESCNDO_6_EB3BT3 | Escondido BESS 3 | 10 | CAISO_Li_Battery | physical | none | 0 | 1 | 1 | battery
template_list | MIRLOM_2_MLBBTA | Mira Loma BESS A | 10 | CAISO_Li_Battery | physical | none | 0 | 1 | 1 | battery
template_list | MIRLOM_2_MLBBTB | Mira Loma BESS B | 10 | CAISO_Li_Battery | physical | none | 0 | 1 | 1 | battery
template_list | MONLTH_6_BATTRY | 0 | 7.99 | CAISO_Li_Battery | physical | none | 1 | 0 | 1 | battery
template_list | ELCAJN_6_EB1BT1 | Eastern BESS 1 | 7.5 | CAISO_Li_Battery | physical | none | 0 | 1 | 1 | battery
template_list | SWIFT_1_NAS | 0 | 4.8 | CAISO_Li_Battery | physical | none | 1 | 0 | 1 | battery
template_list | ELCAJN_6_DRGEN1 | 0 | 3 | CAISO_Li_Battery | physical | none | 1 | 0 | 1 | battery
template_list | SANTGO_2_MABBT1 | Millikan Avenue BESS | 2 | CAISO_Li_Battery | physical | none | 1 | 0 | 1 | battery
template_list | VACADX_1_NAS | VACA-DIXON BATTERY | 1.85 | CAISO_Li_Battery | physical | none | 1 | 0 | 1 | battery
template_list | ELCAJN_6_DRGEN2 | 0 | 1 | CAISO_Li_Battery | physical | none | 1 | 0 | 1 | battery
template_list | Base_battery_PGE_Valley_dur_4_unit_1 | Base_battery_PGE_Valley_dur_4 | 0 | CAISO_Li_Battery | physical | none | 1 | 0 | 1 | battery
template_list | Base_battery_PGE_Valley_dur_4_unit_2 | Base_battery_PGE_Valley_dur_4 | 0 | CAISO_Li_Battery | physical | none | 1 | 0 | 1 | battery
template_list | Base_battery_PGE_Valley_dur_4_unit_3 | Base_battery_PGE_Valley_dur_4 | 0 | CAISO_Li_Battery | physical | none | 1 | 0 | 1 | battery
template_list | Base_battery_PGE_Valley_dur_4_unit_4 | Base_battery_PGE_Valley_dur_4 | 0 | CAISO_Li_Battery | physical | none | 1 | 0 | 1 | battery
template_list | Base_battery_PGE_Valley_dur_4_unit_5 | Base_battery_PGE_Valley_dur_4 | 0 | CAISO_Li_Battery | physical | none | 1 | 0 | 1 | battery
template_list | Base_battery_PGE_Valley_dur_4_unit_6 | Base_battery_PGE_Valley_dur_4 | 0 | CAISO_Li_Battery | physical | none | 1 | 0 | 1 | battery
template_list | Base_battery_PGE_Valley_dur_4_unit_7 | Base_battery_PGE_Valley_dur_4 | 0 | CAISO_Li_Battery | physical | none | 1 | 0 | 1 | battery
template_list | Base_battery_PGE_Valley_dur_4_unit_8 | Base_battery_PGE_Valley_dur_4 | 0 | CAISO_Li_Battery | physical | none | 1 | 0 | 1 | battery
template_list | Base_battery_PGE_Valley_dur_4_unit_9 | Base_battery_PGE_Valley_dur_4 | 0 | CAISO_Li_Battery | physical | none | 1 | 0 | 1 | battery
template_list | Base_battery_PGE_Valley_dur_4_unit_10 | Base_battery_PGE_Valley_dur_4 | 0 | CAISO_Li_Battery | physical | none | 1 | 0 | 1 | battery
template_list | Base_battery_SCE_dur_4_unit_1 | Base_battery_SCE_dur_4 | 0 | CAISO_Li_Battery | physical | none | 1 | 0 | 1 | battery
template_list | Base_battery_SCE_dur_4_unit_2 | Base_battery_SCE_dur_4 | 0 | CAISO_Li_Battery | physical | none | 1 | 0 | 1 | battery
template_list | Base_battery_SCE_dur_4_unit_3 | Base_battery_SCE_dur_4 | 0 | CAISO_Li_Battery | physical | none | 1 | 0 | 1 | battery
template_list | Base_battery_SCE_dur_4_unit_4 | Base_battery_SCE_dur_4 | 0 | CAISO_Li_Battery | physical | none | 1 | 0 | 1 | battery
template_list | Base_battery_SCE_dur_4_unit_5 | Base_battery_SCE_dur_4 | 0 | CAISO_Li_Battery | physical | none | 1 | 0 | 1 | battery
template_list | Base_battery_SCE_dur_4_unit_6 | Base_battery_SCE_dur_4 | 0 | CAISO_Li_Battery | physical | none | 1 | 0 | 1 | battery
template_list | Base_battery_SCE_dur_4_unit_7 | Base_battery_SCE_dur_4 | 0 | CAISO_Li_Battery | physical | none | 1 | 0 | 1 | battery
template_list | Base_battery_SCE_dur_4_unit_8 | Base_battery_SCE_dur_4 | 0 | CAISO_Li_Battery | physical | none | 1 | 0 | 1 | battery
template_list | Base_battery_SCE_dur_4_unit_9 | Base_battery_SCE_dur_4 | 0 | CAISO_Li_Battery | physical | none | 1 | 0 | 1 | battery
template_list | Base_battery_SCE_dur_4_unit_10 | Base_battery_SCE_dur_4 | 0 | CAISO_Li_Battery | physical | none | 1 | 0 | 1 | battery
template_list | Base_battery_SDGE_dur_4_unit_1 | Base_battery_SDGE_dur_4 | 0 | CAISO_Li_Battery | physical | none | 1 | 0 | 1 | battery
template_list | Base_battery_SDGE_dur_4_unit_2 | Base_battery_SDGE_dur_4 | 0 | CAISO_Li_Battery | physical | none | 1 | 0 | 1 | battery
template_list | Base_battery_SDGE_dur_4_unit_3 | Base_battery_SDGE_dur_4 | 0 | CAISO_Li_Battery | physical | none | 1 | 0 | 1 | battery
template_list | Base_battery_SDGE_dur_4_unit_4 | Base_battery_SDGE_dur_4 | 0 | CAISO_Li_Battery | physical | none | 1 | 0 | 1 | battery
template_list | Base_battery_SDGE_dur_4_unit_5 | Base_battery_SDGE_dur_4 | 0 | CAISO_Li_Battery | physical | none | 1 | 0 | 1 | battery
template_list | Base_battery_SDGE_dur_4_unit_6 | Base_battery_SDGE_dur_4 | 0 | CAISO_Li_Battery | physical | none | 1 | 0 | 1 | battery
template_list | Base_battery_SDGE_dur_4_unit_7 | Base_battery_SDGE_dur_4 | 0 | CAISO_Li_Battery | physical | none | 1 | 0 | 1 | battery
template_list | Base_battery_SDGE_dur_4_unit_8 | Base_battery_SDGE_dur_4 | 0 | CAISO_Li_Battery | physical | none | 1 | 0 | 1 | battery
template_list | Base_battery_SDGE_dur_4_unit_9 | Base_battery_SDGE_dur_4 | 0 | CAISO_Li_Battery | physical | none | 1 | 0 | 1 | battery
template_list | Base_battery_SDGE_dur_4_unit_10 | Base_battery_SDGE_dur_4 | 0 | CAISO_Li_Battery | physical | none | 1 | 0 | 1 | battery
template_list | Base_battery_PGE_Bay_dur_2_unit_1 | Base_battery_PGE_Bay_dur_2 | 0 | CAISO_Li_Battery | physical | none | 1 | 0 | 1 | battery
template_list | Base_battery_PGE_Bay_dur_2_unit_2 | Base_battery_PGE_Bay_dur_2 | 0 | CAISO_Li_Battery | physical | none | 1 | 0 | 1 | battery
template_list | Base_battery_PGE_Bay_dur_2_unit_3 | Base_battery_PGE_Bay_dur_2 | 0 | CAISO_Li_Battery | physical | none | 1 | 0 | 1 | battery
template_list | Base_battery_PGE_Bay_dur_2_unit_4 | Base_battery_PGE_Bay_dur_2 | 0 | CAISO_Li_Battery | physical | none | 1 | 0 | 1 | battery
template_list | Base_battery_PGE_Bay_dur_2_unit_5 | Base_battery_PGE_Bay_dur_2 | 0 | CAISO_Li_Battery | physical | none | 1 | 0 | 1 | battery
template_list | Base_battery_PGE_Bay_dur_2_unit_6 | Base_battery_PGE_Bay_dur_2 | 0 | CAISO_Li_Battery | physical | none | 1 | 0 | 1 | battery
template_list | Base_battery_PGE_Bay_dur_2_unit_7 | Base_battery_PGE_Bay_dur_2 | 0 | CAISO_Li_Battery | physical | none | 1 | 0 | 1 | battery
template_list | Base_battery_PGE_Bay_dur_2_unit_8 | Base_battery_PGE_Bay_dur_2 | 0 | CAISO_Li_Battery | physical | none | 1 | 0 | 1 | battery
template_list | Base_battery_PGE_Bay_dur_2_unit_9 | Base_battery_PGE_Bay_dur_2 | 0 | CAISO_Li_Battery | physical | none | 1 | 0 | 1 | battery
template_list | Base_battery_PGE_Bay_dur_2_unit_10 | Base_battery_PGE_Bay_dur_2 | 0 | CAISO_Li_Battery | physical | none | 1 | 0 | 1 | battery
template_list | Base_battery_PGE_Valley_dur_2_unit_1 | Base_battery_PGE_Valley_dur_2 | 0 | CAISO_Li_Battery | physical | none | 1 | 0 | 1 | battery
template_list | Base_battery_PGE_Valley_dur_2_unit_2 | Base_battery_PGE_Valley_dur_2 | 0 | CAISO_Li_Battery | physical | none | 1 | 0 | 1 | battery
template_list | Base_battery_PGE_Valley_dur_2_unit_3 | Base_battery_PGE_Valley_dur_2 | 0 | CAISO_Li_Battery | physical | none | 1 | 0 | 1 | battery
template_list | Base_battery_PGE_Valley_dur_2_unit_4 | Base_battery_PGE_Valley_dur_2 | 0 | CAISO_Li_Battery | physical | none | 1 | 0 | 1 | battery
template_list | Base_battery_PGE_Valley_dur_2_unit_5 | Base_battery_PGE_Valley_dur_2 | 0 | CAISO_Li_Battery | physical | none | 1 | 0 | 1 | battery
template_list | Base_battery_PGE_Valley_dur_2_unit_6 | Base_battery_PGE_Valley_dur_2 | 0 | CAISO_Li_Battery | physical | none | 1 | 0 | 1 | battery
template_list | Base_battery_PGE_Valley_dur_2_unit_7 | Base_battery_PGE_Valley_dur_2 | 0 | CAISO_Li_Battery | physical | none | 1 | 0 | 1 | battery
template_list | Base_battery_PGE_Valley_dur_2_unit_8 | Base_battery_PGE_Valley_dur_2 | 0 | CAISO_Li_Battery | physical | none | 1 | 0 | 1 | battery
template_list | Base_battery_PGE_Valley_dur_2_unit_9 | Base_battery_PGE_Valley_dur_2 | 0 | CAISO_Li_Battery | physical | none | 1 | 0 | 1 | battery
template_list | Base_battery_PGE_Valley_dur_2_unit_10 | Base_battery_PGE_Valley_dur_2 | 0 | CAISO_Li_Battery | physical | none | 1 | 0 | 1 | battery
template_list | Base_battery_SCE_dur_2_unit_1 | Base_battery_SCE_dur_2 | 0 | CAISO_Li_Battery | physical | none | 1 | 0 | 1 | battery
template_list | Base_battery_SCE_dur_2_unit_2 | Base_battery_SCE_dur_2 | 0 | CAISO_Li_Battery | physical | none | 1 | 0 | 1 | battery
template_list | Base_battery_SCE_dur_2_unit_3 | Base_battery_SCE_dur_2 | 0 | CAISO_Li_Battery | physical | none | 1 | 0 | 1 | battery
template_list | Base_battery_SCE_dur_2_unit_4 | Base_battery_SCE_dur_2 | 0 | CAISO_Li_Battery | physical | none | 1 | 0 | 1 | battery
template_list | Base_battery_SCE_dur_2_unit_5 | Base_battery_SCE_dur_2 | 0 | CAISO_Li_Battery | physical | none | 1 | 0 | 1 | battery
template_list | Base_battery_SCE_dur_2_unit_6 | Base_battery_SCE_dur_2 | 0 | CAISO_Li_Battery | physical | none | 1 | 0 | 1 | battery
template_list | Base_battery_SCE_dur_2_unit_7 | Base_battery_SCE_dur_2 | 0 | CAISO_Li_Battery | physical | none | 1 | 0 | 1 | battery
template_list | Base_battery_SCE_dur_2_unit_8 | Base_battery_SCE_dur_2 | 0 | CAISO_Li_Battery | physical | none | 1 | 0 | 1 | battery
template_list | Base_battery_SCE_dur_2_unit_9 | Base_battery_SCE_dur_2 | 0 | CAISO_Li_Battery | physical | none | 1 | 0 | 1 | battery
template_list | Base_battery_SCE_dur_2_unit_10 | Base_battery_SCE_dur_2 | 0 | CAISO_Li_Battery | physical | none | 1 | 0 | 1 | battery
template_list | Base_battery_SDGE_dur_2_unit_1 | Base_battery_SDGE_dur_2 | 0 | CAISO_Li_Battery | physical | none | 1 | 0 | 1 | battery
template_list | Base_battery_SDGE_dur_2_unit_2 | Base_battery_SDGE_dur_2 | 0 | CAISO_Li_Battery | physical | none | 1 | 0 | 1 | battery
template_list | Base_battery_SDGE_dur_2_unit_3 | Base_battery_SDGE_dur_2 | 0 | CAISO_Li_Battery | physical | none | 1 | 0 | 1 | battery
template_list | Base_battery_SDGE_dur_2_unit_4 | Base_battery_SDGE_dur_2 | 0 | CAISO_Li_Battery | physical | none | 1 | 0 | 1 | battery
template_list | Base_battery_SDGE_dur_2_unit_5 | Base_battery_SDGE_dur_2 | 0 | CAISO_Li_Battery | physical | none | 1 | 0 | 1 | battery
template_list | Base_battery_SDGE_dur_2_unit_6 | Base_battery_SDGE_dur_2 | 0 | CAISO_Li_Battery | physical | none | 1 | 0 | 1 | battery
template_list | Base_battery_SDGE_dur_2_unit_7 | Base_battery_SDGE_dur_2 | 0 | CAISO_Li_Battery | physical | none | 1 | 0 | 1 | battery
template_list | Base_battery_SDGE_dur_2_unit_8 | Base_battery_SDGE_dur_2 | 0 | CAISO_Li_Battery | physical | none | 1 | 0 | 1 | battery
template_list | Base_battery_SDGE_dur_2_unit_9 | Base_battery_SDGE_dur_2 | 0 | CAISO_Li_Battery | physical | none | 1 | 0 | 1 | battery
template_list | Base_battery_SDGE_dur_2_unit_10 | Base_battery_SDGE_dur_2 | 0 | CAISO_Li_Battery | physical | none | 1 | 0 | 1 | battery
template_list | Base_battery_PGE_Bay_dur_4_unit_1 | Base_battery_PGE_Bay_dur_4 | 0 | CAISO_Li_Battery | physical | none | 1 | 0 | 1 | battery
template_list | Base_battery_PGE_Bay_dur_4_unit_2 | Base_battery_PGE_Bay_dur_4 | 0 | CAISO_Li_Battery | physical | none | 1 | 0 | 1 | battery
template_list | Base_battery_PGE_Bay_dur_4_unit_3 | Base_battery_PGE_Bay_dur_4 | 0 | CAISO_Li_Battery | physical | none | 1 | 0 | 1 | battery
template_list | Base_battery_PGE_Bay_dur_4_unit_4 | Base_battery_PGE_Bay_dur_4 | 0 | CAISO_Li_Battery | physical | none | 1 | 0 | 1 | battery
template_list | Base_battery_PGE_Bay_dur_4_unit_5 | Base_battery_PGE_Bay_dur_4 | 0 | CAISO_Li_Battery | physical | none | 1 | 0 | 1 | battery
template_list | Base_battery_PGE_Bay_dur_4_unit_6 | Base_battery_PGE_Bay_dur_4 | 0 | CAISO_Li_Battery | physical | none | 1 | 0 | 1 | battery
template_list | Base_battery_PGE_Bay_dur_4_unit_7 | Base_battery_PGE_Bay_dur_4 | 0 | CAISO_Li_Battery | physical | none | 1 | 0 | 1 | battery
template_list | Base_battery_PGE_Bay_dur_4_unit_8 | Base_battery_PGE_Bay_dur_4 | 0 | CAISO_Li_Battery | physical | none | 1 | 0 | 1 | battery
template_list | Base_battery_PGE_Bay_dur_4_unit_9 | Base_battery_PGE_Bay_dur_4 | 0 | CAISO_Li_Battery | physical | none | 1 | 0 | 1 | battery
template_list | Base_battery_PGE_Bay_dur_4_unit_10 | Base_battery_PGE_Bay_dur_4 | 0 | CAISO_Li_Battery | physical | none | 1 | 0 | 1 | battery
template_list | new_btm_resource | 0 | #N/A | CAISO_Loadmod | new_loadmod | fillme_name,type,mw | 0 | 1 | 0 | unknown
template_list | new_btm_ee | 0 | #N/A | CAISO_Loadmod | new_loadmod | fillme_name,type,mw | 0 | 1 | 0 | unknown
template_list | new_btm_dr | 0 | #N/A | CAISO_Loadmod | new_loadmod | fillme_name,type,mw | 0 | 1 | 0 | unknown
template_list | new_dg | 0 | #N/A | CAISO_Loadmod | new_loadmod | fillme_name,type,mw | 0 | 1 | 0 | unknown
template_list | new_ev | 0 | #N/A | CAISO_Loadmod | new_loadmod | fillme_name,type,mw | 0 | 1 | 0 | unknown
template_list | new_tou | 0 | #N/A | CAISO_Loadmod | new_loadmod | fillme_name,type,mw | 0 | 1 | 0 | unknown
ruling_list | DIABLO_7_UNIT 1 | Diablo Canyon Unit 1 | 1150 | CAISO_Nuclear | physical | none | 1 | 0 | 1 | nuclear
ruling_list | DIABLO_7_UNIT 2 | Diablo Canyon Unit 2 | 1150 | CAISO_Nuclear | physical | none | 1 | 0 | 1 | nuclear
ruling_list | n/a (Palo Verde) | Palo_Verde_1 (CAISO Share) | 0 | CAISO_Nuclear | physical | none | 1 | 0 | 0 | nuclear
template_list | new_generic_nuclear | 0 | #N/A | CAISO_Nuclear | new_generic | none | 0 | 1 | 0 | nuclear
added | existing_generic_nuclear |  | #N/A | CAISO_Nuclear | existing_generic | none | 0 | 1 | 1 | nuclear
ruling_list | CARLS1_2_CARCT1 | Encina Gas Peaker | 500 | CAISO_Peaker1 | physical | none | 1 | 0 | 1 | thermal
ruling_list | PNCHEG_2_PL1X4 | PANOCHE ENERGY CENTER (Aggregated) | 400.1 | CAISO_Peaker1 | physical | none | 1 | 0 | 1 | thermal
ruling_list | TBD (Puente) | Puente Power Project | 262 | CAISO_Peaker1 | physical | none | 1 | 0 | 0 | thermal
ruling_list | SUNSET_2_UNITS | MIDWAY SUNSET COGENERATION PLANT | 248 | CAISO_Peaker1 | physical | none | 1 | 0 | 1 | thermal
ruling_list | COCOPP_2_CTG4 | Marsh Landing 4 | 204.29 | CAISO_Peaker1 | physical | none | 1 | 0 | 1 | thermal
ruling_list | COCOPP_2_CTG1 | Marsh Landing 1 | 204.2 | CAISO_Peaker1 | physical | none | 1 | 0 | 1 | thermal
ruling_list | COCOPP_2_CTG2 | Marsh Landing 2 | 202.7 | CAISO_Peaker1 | physical | none | 1 | 0 | 1 | thermal
ruling_list | KELSO_2_UNITS | Mariposa Energy | 194.59 | CAISO_Peaker1 | physical | none | 1 | 0 | 1 | thermal
ruling_list | COCOPP_2_CTG3 | Marsh Landing 3 | 190.4 | CAISO_Peaker1 | physical | none | 1 | 0 | 1 | thermal
ruling_list | PIOPIC_2_CTG2 | Pio Pico Unit 2 | 112.7 | CAISO_Peaker1 | physical | none | 1 | 0 | 1 | thermal
ruling_list | PIOPIC_2_CTG3 | Pio Pico Unit 3 | 112 | CAISO_Peaker1 | physical | none | 1 | 0 | 1 | thermal
ruling_list | PIOPIC_2_CTG1 | Pio Pico Unit 1 | 111.3 | CAISO_Peaker1 | physical | none | 1 | 0 | 1 | thermal
ruling_list | SENTNL_2_CTG5 | Sentinel Unit 5 | 103.81 | CAISO_Peaker1 | physical | none | 1 | 0 | 1 | thermal
ruling_list | SENTNL_2_CTG1 | Sentinel Unit 1 | 103.76 | CAISO_Peaker1 | physical | none | 1 | 0 | 1 | thermal
ruling_list | SENTNL_2_CTG4 | Sentinel Unit 4 | 102.47 | CAISO_Peaker1 | physical | none | 1 | 0 | 1 | thermal
ruling_list | SENTNL_2_CTG8 | Sentinel Unit 8 | 101.8 | CAISO_Peaker1 | physical | none | 1 | 0 | 1 | thermal
ruling_list | SENTNL_2_CTG6 | Sentinel Unit 6 | 100.99 | CAISO_Peaker1 | physical | none | 1 | 0 | 1 | thermal
ruling_list | TBD (Stanton) | Stanton Peaker Facility | 98 | CAISO_Peaker1 | physical | none | 1 | 0 | 0 | thermal
ruling_list | SENTNL_2_CTG7 | Sentinel Unit 7 | 97.06 | CAISO_Peaker1 | physical | none | 1 | 0 | 1 | thermal
ruling_list | WALCRK_2_CTG2 | Walnut Creek Energy Park Unit 2 | 96.91 | CAISO_Peaker1 | physical | none | 1 | 0 | 1 | thermal
ruling_list | SENTNL_2_CTG3 | Sentinel Unit 3 | 96.85 | CAISO_Peaker1 | physical | none | 1 | 0 | 1 | thermal
ruling_list | WALCRK_2_CTG3 | Walnut Creek Energy Park Unit 3 | 96.65 | CAISO_Peaker1 | physical | none | 1 | 0 | 1 | thermal
ruling_list | WALCRK_2_CTG5 | Walnut Creek Energy Park Unit 5 | 96.65 | CAISO_Peaker1 | physical | none | 1 | 0 | 1 | thermal
ruling_list | WALCRK_2_CTG4 | Walnut Creek Energy Park Unit 4 | 96.49 | CAISO_Peaker1 | physical | none | 1 | 0 | 1 | thermal
ruling_list | WALCRK_2_CTG1 | Walnut Creek Energy Park Unit 1 | 96.43 | CAISO_Peaker1 | physical | none | 1 | 0 | 1 | thermal
ruling_list | MALAGA_1_PL1X2 | Malaga Power Aggregate | 96 | CAISO_Peaker1 | physical | none | 1 | 0 | 1 | thermal
ruling_list | SENTNL_2_CTG2 | Sentinel Unit 2 | 95.34 | CAISO_Peaker1 | physical | none | 1 | 0 | 1 | thermal
ruling_list | OMAR_2_UNIT 4 | KERN RIVER COGENERATION CO. UNIT 4 | 81.44 | CAISO_Peaker1 | physical | none | 1 | 0 | 1 | thermal
ruling_list | OMAR_2_UNIT 3 | KERN RIVER COGENERATION CO. UNIT 3 | 81.41 | CAISO_Peaker1 | physical | none | 1 | 0 | 1 | thermal
ruling_list | SYCAMR_2_UNIT 2 | Sycamore Cogeneration Unit 2 | 80 | CAISO_Peaker1 | physical | none | 1 | 0 | 1 | thermal
ruling_list | SYCAMR_2_UNIT 4 | Sycamore Cogeneration Unit 4 | 80 | CAISO_Peaker1 | physical | none | 1 | 0 | 1 | thermal
ruling_list | OMAR_2_UNIT 2 | KERN RIVER COGENERATION CO. UNIT 2 | 78.11 | CAISO_Peaker1 | physical | none | 1 | 0 | 1 | thermal
ruling_list | OMAR_2_UNIT 1 | KERN RIVER COGENERATION CO. UNIT 1 | 78 | CAISO_Peaker1 | physical | none | 1 | 0 | 1 | thermal
ruling_list | ANAHM_2_CANYN1 | CANYON POWER PLANT UNIT 1 | 49.4 | CAISO_Peaker1 | physical | none | 1 | 0 | 1 | thermal
ruling_list | ANAHM_2_CANYN2 | CANYON POWER PLANT UNIT 2 | 49.4 | CAISO_Peaker1 | physical | none | 1 | 0 | 1 | thermal
ruling_list | ANAHM_2_CANYN3 | CANYON POWER PLANT UNIT 3 | 49.4 | CAISO_Peaker1 | physical | none | 1 | 0 | 1 | thermal
ruling_list | ANAHM_2_CANYN4 | CANYON POWER PLANT UNIT 4 | 49.4 | CAISO_Peaker1 | physical | none | 1 | 0 | 1 | thermal
ruling_list | RVSIDE_2_RERCU3 | Riverside Energy Res. Ctr Unit 3 | 49 | CAISO_Peaker1 | physical | none | 1 | 0 | 1 | thermal
ruling_list | RVSIDE_2_RERCU4 | Riverside Energy Res. Ctr Unit 4 | 49 | CAISO_Peaker1 | physical | none | 1 | 0 | 1 | thermal
ruling_list | VESTAL_2_WELLHD | Wellhead Power Delano | 49 | CAISO_Peaker1 | physical | none | 1 | 0 | 1 | thermal
ruling_list | RVSIDE_6_RERCU1 | Riverside Energy Res. Ctr Unit 1 | 48.35 | CAISO_Peaker1 | physical | none | 1 | 0 | 1 | thermal
ruling_list | BDGRCK_1_UNITS | BADGER CREEK LIMITED | 48.08 | CAISO_Peaker1 | physical | none | 1 | 0 | 1 | thermal
ruling_list | LARKSP_6_UNIT 2 | LARKSPUR PEAKER UNIT 2 | 47.98 | CAISO_Peaker1 | physical | none | 1 | 0 | 1 | thermal
ruling_list | BOGUE_1_UNITA1 | Feather River Energy Center, Unit #1 | 47.6 | CAISO_Peaker1 | physical | none | 1 | 0 | 1 | thermal
ruling_list | ETIWND_6_GRPLND | Grapeland Peaker | 47.39 | CAISO_Peaker1 | physical | none | 1 | 0 | 1 | thermal
ruling_list | MNDALY_6_MCGRTH | McGrath Beach Peaker | 47.2 | CAISO_Peaker1 | physical | none | 1 | 0 | 1 | thermal
ruling_list | CENTER_6_PEAKER | Center Peaker | 47.11 | CAISO_Peaker1 | physical | none | 1 | 0 | 1 | thermal
ruling_list | BARRE_6_PEAKER | Barre Peaker | 47 | CAISO_Peaker1 | physical | none | 1 | 0 | 1 | thermal
ruling_list | LARKSP_6_UNIT 1 | LARKSPUR PEAKER UNIT 1 | 46.1 | CAISO_Peaker1 | physical | none | 1 | 0 | 1 | thermal
ruling_list | SMPRIP_1_SMPSON | Ripon Cogeneration Unit 1 | 46.05 | CAISO_Peaker1 | physical | none | 1 | 0 | 1 | thermal
ruling_list | MIRLOM_6_PEAKER | Mira Loma Peaker | 46 | CAISO_Peaker1 | physical | none | 1 | 0 | 1 | thermal
ruling_list | ELCAJN_6_UNITA1 | Cuyamaca Peak Energy Plant | 45.42 | CAISO_Peaker1 | physical | none | 1 | 0 | 1 | thermal
ruling_list | MRGT_6_MMAREF | Miramar Energy Facility | 45 | CAISO_Peaker1 | physical | none | 1 | 0 | 1 | thermal
ruling_list | GLNARM_7_UNIT 3 | GLEN ARM UNIT 3 | 44.83 | CAISO_Peaker1 | physical | none | 1 | 0 | 1 | thermal
ruling_list | MRGT_6_MEF2 | Miramar Energy Facility II | 44 | CAISO_Peaker1 | physical | none | 1 | 0 | 1 | thermal
ruling_list | GLNARM_7_UNIT 4 | GLEN ARM UNIT 4 | 42.42 | CAISO_Peaker1 | physical | none | 1 | 0 | 1 | thermal
ruling_list | CENTRY_6_PL1X4 | CENTURY GENERATING PLANT (AGGREGATE) | 41.4 | CAISO_Peaker1 | physical | none | 1 | 0 | 1 | thermal
ruling_list | RVSIDE_6_SPRING | SPRINGS GENERATION PROJECT AGGREGATE | 36 | CAISO_Peaker1 | physical | none | 1 | 0 | 1 | thermal
ruling_list | DREWS_6_PL1X4 | DREWS UNIT AGGREGATE | 36 | CAISO_Peaker1 | physical | none | 1 | 0 | 1 | thermal
ruling_list | CSCCOG_1_UNIT 1 | SANTA CLARA CO-GEN | 7 | CAISO_Peaker1 | physical | none | 1 | 0 | 1 | thermal
ruling_list | VERNON_6_GONZL2 | H. Gonzales Unit #2 | 5.75 | CAISO_Peaker1 | physical | none | 1 | 0 | 1 | thermal
ruling_list | VERNON_6_GONZL1 | H. Gonzales Unit #1 | 5.75 | CAISO_Peaker1 | physical | none | 1 | 0 | 1 | thermal
ruling_list | Encina Gas Peaker | 0 | 500 | CAISO_Peaker1 | physical | none | 1 | 0 | 0 | thermal
ruling_list | Stanton Peaker Facility | 0 | 98 | CAISO_Peaker1 | physical | none | 1 | 0 | 0 | thermal
ruling_list | TBD (Encina) | 0 | 500 | CAISO_Peaker1 | physical | none | 1 | 0 | 0 | thermal
template_list | new_generic_peaker | 0 | #N/A | CAISO_Peaker1 | new_generic | none | 0 | 1 | 0 | thermal
template_list | CARLS2_1_CARCT1 | 0 | 105.5 | CAISO_Peaker1 | physical | none | 1 | 0 | 1 | thermal
template_list | CHINO_6_SMPPAP | AltaGas Pomona Energy | 44 | CAISO_Peaker1 | physical | none | 1 | 0 | 1 | thermal
template_list | ELLIS_2_QF | ELLIS QFS | 12 | CAISO_Peaker1 | physical | none | 1 | 0 | 1 | thermal
added | existing_generic_peaker |  | #N/A | CAISO_Peaker1 | existing_generic | none | 0 | 1 | 1 | thermal
ruling_list | PNCHPP_1_PL1X2 | Midway Peaking Aggregate | 119.91 | CAISO_Peaker2 | physical | none | 1 | 0 | 1 | thermal
ruling_list | GWFPWR_1_UNITS | HANFORD PEAKER PLANT | 98.46 | CAISO_Peaker2 | physical | none | 1 | 0 | 1 | thermal
ruling_list | OGROVE_6_PL1X2 | Orange Grove Energy Center | 96 | CAISO_Peaker2 | physical | none | 1 | 0 | 1 | thermal
ruling_list | GILRPP_1_PL1X2 | GILROY ENERGY CENTER UNITS 1&2 AGGREGATE | 95.2 | CAISO_Peaker2 | physical | none | 1 | 0 | 1 | thermal
ruling_list | GLNARM_2_UNIT 5 | GLENARM UNIT 5 | 65.81 | CAISO_Peaker2 | physical | none | 1 | 0 | 1 | thermal
ruling_list | HINSON_6_LBECH1 | HINSON_6_LBECH1 | 65 | CAISO_Peaker2 | physical | none | 1 | 0 | 1 | thermal
ruling_list | HINSON_6_LBECH2 | HINSON_6_LBECH2 | 65 | CAISO_Peaker2 | physical | none | 1 | 0 | 1 | thermal
ruling_list | HINSON_6_LBECH3 | HINSON_6_LBECH3 | 65 | CAISO_Peaker2 | physical | none | 1 | 0 | 1 | thermal
ruling_list | HINSON_6_LBECH4 | HINSON_6_LBECH4 | 65 | CAISO_Peaker2 | physical | none | 1 | 0 | 1 | thermal
ruling_list | OAK C_7_UNIT 1 | OAKLAND STATION C GT UNIT 1 | 55 | CAISO_Peaker2 | physical | none | 1 | 0 | 1 | thermal
ruling_list | OAK C_7_UNIT 2 | OAKLAND STATION C GT UNIT 2 | 55 | CAISO_Peaker2 | physical | none | 1 | 0 | 1 | thermal
ruling_list | OAK C_7_UNIT 3 | OAKLAND STATION C GT UNIT 3 | 55 | CAISO_Peaker2 | physical | none | 1 | 0 | 1 | thermal
ruling_list | GOLETA_6_ELLWOD | ELLWOOD ENERGY SUPPORT FACILITY | 54 | CAISO_Peaker2 | physical | none | 1 | 0 | 1 | thermal
ruling_list | SIERRA_1_UNITS | HIGH SIERRA LIMITED | 52.43 | CAISO_Peaker2 | physical | none | 1 | 0 | 1 | thermal
ruling_list | DOUBLC_1_UNITS | DOUBLE "C" LIMITED | 52.23 | CAISO_Peaker2 | physical | none | 1 | 0 | 1 | thermal
ruling_list | PNOCHE_1_UNITA1 | CalPeak Power Panoche Unit 1 | 52.01 | CAISO_Peaker2 | physical | none | 1 | 0 | 1 | thermal
ruling_list | BORDER_6_UNITA1 | CalPeak Power Border Unit 1 | 51.25 | CAISO_Peaker2 | physical | none | 1 | 0 | 1 | thermal
ruling_list | VACADX_1_UNITA1 | CalPeak Power Vaca Dixon Unit 1 | 50.61 | CAISO_Peaker2 | physical | none | 1 | 0 | 1 | thermal
ruling_list | HENRTA_6_UNITA1 | GWF HENRIETTA PEAKER PLANT UNIT 1 | 49.98 | CAISO_Peaker2 | physical | none | 1 | 0 | 1 | thermal
ruling_list | PNOCHE_1_PL1X2 | Panoche Peaker | 49.97 | CAISO_Peaker2 | physical | none | 1 | 0 | 1 | thermal
ruling_list | STIGCT_2_LODI | LODI STIG UNIT | 49.9 | CAISO_Peaker2 | physical | none | 1 | 0 | 1 | thermal
ruling_list | LIVOAK_1_UNIT 1 | LIVE OAK LIMITED | 49.7 | CAISO_Peaker2 | physical | none | 1 | 0 | 1 | thermal
ruling_list | HENRTA_6_UNITA2 | GWF HENRIETTA PEAKER PLANT UNIT 2 | 49.42 | CAISO_Peaker2 | physical | none | 1 | 0 | 1 | thermal
ruling_list | BEARMT_1_UNIT | Bear Mountain Limited | 49.21 | CAISO_Peaker2 | physical | none | 1 | 0 | 1 | thermal
ruling_list | ESCNDO_6_PL1X2 | MMC Escondido Aggregate | 48.71 | CAISO_Peaker2 | physical | none | 1 | 0 | 1 | thermal
ruling_list | CHALK_1_UNIT | CHALK CLIFF LIMITED | 48.67 | CAISO_Peaker2 | physical | none | 1 | 0 | 1 | thermal
ruling_list | RVSIDE_6_RERCU2 | Riverside Energy Res. Ctr Unit 2 | 48.5 | CAISO_Peaker2 | physical | none | 1 | 0 | 1 | thermal
ruling_list | ELCAJN_6_LM6K | El Cajon Energy Center | 48.1 | CAISO_Peaker2 | physical | none | 1 | 0 | 1 | thermal
ruling_list | ESCNDO_6_UNITB1 | CalPeak Power Enterprise Unit 1 | 48.04 | CAISO_Peaker2 | physical | none | 1 | 0 | 1 | thermal
ruling_list | RVRVEW_1_UNITA1 | Riverview Energy Center (GP Antioch) | 47.6 | CAISO_Peaker2 | physical | none | 1 | 0 | 1 | thermal
ruling_list | YUBACT_6_UNITA1 | Yuba City Energy Center (Calpine) | 47.6 | CAISO_Peaker2 | physical | none | 1 | 0 | 1 | thermal
ruling_list | LMBEPK_2_UNITA2 | Creed Energy Center, Unit #1 | 47.6 | CAISO_Peaker2 | physical | none | 1 | 0 | 1 | thermal
ruling_list | LMBEPK_2_UNITA1 | Lambie Energy Center, Unit #1 | 47.5 | CAISO_Peaker2 | physical | none | 1 | 0 | 1 | thermal
ruling_list | MKTRCK_1_UNIT 1 | MCKITTRICK LIMITED | 47.49 | CAISO_Peaker2 | physical | none | 1 | 0 | 1 | thermal
ruling_list | LMBEPK_2_UNITA3 | Goose Haven Energy Center, Unit #1 | 47.4 | CAISO_Peaker2 | physical | none | 1 | 0 | 1 | thermal
ruling_list | WOLFSK_1_UNITA1 | Wolfskill Energy Center, Unit #1 | 46.9 | CAISO_Peaker2 | physical | none | 1 | 0 | 1 | thermal
ruling_list | GILRPP_1_PL3X4 | GILROY ENERGY CENTER, UNIT #3 | 46.2 | CAISO_Peaker2 | physical | none | 1 | 0 | 1 | thermal
ruling_list | KNGCTY_6_UNITA1 | King City Energy Center, Unit #1 | 44.6 | CAISO_Peaker2 | physical | none | 1 | 0 | 1 | thermal
ruling_list | INDIGO_1_UNIT 2 | INDIGO PEAKER UNIT 2 | 44.53 | CAISO_Peaker2 | physical | none | 1 | 0 | 1 | thermal
ruling_list | INDIGO_1_UNIT 1 | INDIGO PEAKER UNIT 1 | 44 | CAISO_Peaker2 | physical | none | 1 | 0 | 1 | thermal
ruling_list | INDIGO_1_UNIT 3 | INDIGO PEAKER UNIT 3 | 43.69 | CAISO_Peaker2 | physical | none | 1 | 0 | 1 | thermal
ruling_list | COLTON_6_AGUAM1 | AGUA MANSA UNIT 1 (CITY OF COLTON) | 43 | CAISO_Peaker2 | physical | none | 1 | 0 | 1 | thermal
ruling_list | ANAHM_7_CT | ANAHEIM COMBUSTION TURBINE | 42.81 | CAISO_Peaker2 | physical | none | 1 | 0 | 1 | thermal
ruling_list | OTAY_6_PL1X2 | Chula Vista Energy Center, LLC | 35.5 | CAISO_Peaker2 | physical | none | 1 | 0 | 1 | thermal
ruling_list | ALMEGT_1_UNIT 1 | ALAMEDA GT UNIT 1 | 25 | CAISO_Peaker2 | physical | none | 1 | 0 | 1 | thermal
ruling_list | LODI25_2_UNIT 1 | LODI GAS TURBINE | 25 | CAISO_Peaker2 | physical | none | 1 | 0 | 1 | thermal
ruling_list | ALMEGT_1_UNIT 2 | ALAMEDA GT UNIT 2 | 25 | CAISO_Peaker2 | physical | none | 1 | 0 | 1 | thermal
ruling_list | CSCGNR_1_UNIT 1 | GIANERA PEAKER UNIT 1 | 24.75 | CAISO_Peaker2 | physical | none | 1 | 0 | 1 | thermal
ruling_list | CSCGNR_1_UNIT 2 | GIANERA PEAKER UNIT 2 | 24.75 | CAISO_Peaker2 | physical | none | 1 | 0 | 1 | thermal
ruling_list | AGRICO_6_PL3N5 | Fresno Peaker | 22.69 | CAISO_Peaker2 | physical | none | 1 | 0 | 1 | thermal
ruling_list | GLNARM_7_UNIT 2 | GLEN ARM UNIT 2 | 22.3 | CAISO_Peaker2 | physical | none | 1 | 0 | 1 | thermal
ruling_list | GLNARM_7_UNIT 1 | GLEN ARM UNIT 1 | 22.07 | CAISO_Peaker2 | physical | none | 1 | 0 | 1 | thermal
ruling_list | ELCAJN_7_GT1 | EL CAJON | 0 | CAISO_Peaker2 | physical | none | 1 | 0 | 1 | thermal
ruling_list | KEARNY_7_KY3 | KEARNY GT3 AGGREGATE | 0 | CAISO_Peaker2 | physical | none | 1 | 0 | 1 | thermal
ruling_list | MRGT_7_UNITS | MIRAMAR COMBUSTION TURBINE AGGREGATE | 0 | CAISO_Peaker2 | physical | none | 1 | 0 | 1 | thermal
template_list | SHELRF_1_UNITS | SHELL OIL REFINERY AGGREGATE | 100 | CAISO_Peaker2 | physical | none | 1 | 0 | 1 | thermal
template_list | ENCINA_7_GT1 | 0 | 14.5 | CAISO_Peaker2 | physical | none | 1 | 0 | 1 | thermal
template_list | PALALT_7_COBUG | Cooperatively Owned Back Up Generator | 4.5 | CAISO_Peaker2 | physical | none | 1 | 0 | 1 | thermal
ruling_list | HELMPG_7_UNIT 1 | HELMS PUMP-GEN UNIT 1 | 407 | CAISO_Pumped_Hydro | physical | none | 1 | 0 | 1 | psh
ruling_list | HELMPG_7_UNIT 2 | HELMS PUMP-GEN UNIT 2 | 407 | CAISO_Pumped_Hydro | physical | none | 1 | 0 | 1 | psh
ruling_list | HELMPG_7_UNIT 3 | HELMS PUMP-GEN UNIT 3 | 404 | CAISO_Pumped_Hydro | physical | none | 1 | 0 | 1 | psh
ruling_list | EASTWD_7_UNIT | EASTWOOD PUMP-GEN | 200 | CAISO_Pumped_Hydro | physical | none | 1 | 0 | 1 | psh
ruling_list | SLUISP_2_UNITS | SAN LUIS (GIANELLI) PUMP-GEN (AGGREGATE) | 53 | CAISO_Pumped_Hydro | physical | none | 1 | 0 | 1 | psh
ruling_list | LAKHDG_6_UNIT 1 | Lake Hodges Pumped Storage-Unit1 | 20 | CAISO_Pumped_Hydro | physical | none | 1 | 0 | 1 | psh
ruling_list | LAKHDG_6_UNIT 2 | Lake Hodges Pumped Storage-Unit2 | 20 | CAISO_Pumped_Hydro | physical | none | 1 | 0 | 1 | psh
template_list | new_generic_pumped_storage_hydro | 0 | #N/A | CAISO_Pumped_Hydro | new_generic | none | 0 | 1 | 0 | psh
template_list | CDWR07_2_GEN | WNDGPP_2_NSPIN | 456 | CAISO_Pumped_Hydro | physical | none | 1 | 0 | 1 | psh
template_list | EDMONS_2_NSPIN | EDMONS_2_NSPIN | 840 | CAISO_Pumped_Hydro | physical | none | 1 | 0 | 1 | psh
template_list | BANKPP_2_NSPIN | BANKPP_2_NSPIN | 270 | CAISO_Pumped_Hydro | physical | none | 1 | 0 | 1 | psh
template_list | DOSMGO_2_NSPIN | DOSMGO_2_NSPIN | 159 | CAISO_Pumped_Hydro | physical | none | 1 | 0 | 1 | psh
template_list | PEARBL_2_NSPIN | PEARBL_2_NSPIN | 151.2 | CAISO_Pumped_Hydro | physical | none | 1 | 0 | 1 | psh
template_list | OSO_6_NSPIN | OSO_6_NSPIN | 70.8 | CAISO_Pumped_Hydro | physical | none | 1 | 0 | 1 | psh
added | existing_generic_pumped_storage_hydro |  | #N/A | CAISO_Pumped_Hydro | existing_generic | none | 0 | 1 | 1 | psh
ruling_list | HUMBPP_6_UNITS | Humboldt Bay Generating Station 1 | 97.62 | CAISO_Reciprocating_Engine | physical | none | 1 | 0 | 1 | thermal
ruling_list | HUMBPP_1_UNITS3 | Humboldt Bay Generating Station 3 | 65.08 | CAISO_Reciprocating_Engine | physical | none | 1 | 0 | 1 | thermal
ruling_list | CHWCHL_1_UNIT | CHOW 2 PEAKER PLANT | 48.6 | CAISO_Reciprocating_Engine | physical | none | 1 | 0 | 1 | thermal
ruling_list | REDBLF_6_UNIT | RED BLUFF PEAKER PLANT | 44 | CAISO_Reciprocating_Engine | physical | none | 1 | 0 | 1 | thermal
ruling_list | OROVIL_6_UNIT | Oroville Cogeneration, LP | 7.5 | CAISO_Reciprocating_Engine | physical | none | 1 | 0 | 1 | thermal
template_list | new_generic_ice | 0 | #N/A | CAISO_Reciprocating_Engine | new_generic | none | 0 | 1 | 0 | thermal
added | existing_generic_ice |  | #N/A | CAISO_Reciprocating_Engine | existing_generic | none | 0 | 1 | 1 | thermal
template_list | Grasshopper Flat | Grasshopper Flat | 1.1 | CAISO_Small_Hydro | physical | none | 0 | 1 | 1 | hydro
template_list | Carrizo_Solar | 0 | #N/A | CAISO_Solar | new_resolve | fillme_name,type,mw | 0 | 1 | 0 | solar
template_list | Central_Valley_North_Los_Banos_Solar | 0 | #N/A | CAISO_Solar | new_resolve | fillme_name,type,mw | 0 | 1 | 0 | solar
template_list | Distributed_Solar | 0 | #N/A | CAISO_Solar | new_resolve | fillme_name,type,mw | 0 | 1 | 0 | solar
template_list | Greater_Imperial_Solar | 0 | #N/A | CAISO_Solar | new_resolve | fillme_name,type,mw | 0 | 1 | 0 | solar
template_list | Inyokern_North_Kramer_Solar | 0 | #N/A | CAISO_Solar | new_resolve | fillme_name,type,mw | 0 | 1 | 0 | solar
template_list | Kern_Greater_Carrizo_Solar | 0 | #N/A | CAISO_Solar | new_resolve | fillme_name,type,mw | 0 | 1 | 0 | solar
template_list | Kramer_Inyokern_Ex_Solar | 0 | #N/A | CAISO_Solar | new_resolve | fillme_name,type,mw | 0 | 1 | 0 | solar
template_list | North_Victor_Solar | 0 | #N/A | CAISO_Solar | new_resolve | fillme_name,type,mw | 0 | 1 | 0 | solar
template_list | Northern_California_Ex_Solar | 0 | #N/A | CAISO_Solar | new_resolve | fillme_name,type,mw | 0 | 1 | 0 | solar
template_list | Riverside_Palm_Springs_Solar | 0 | #N/A | CAISO_Solar | new_resolve | fillme_name,type,mw | 0 | 1 | 0 | solar
template_list | Sacramento_River_Solar | 0 | #N/A | CAISO_Solar | new_resolve | fillme_name,type,mw | 0 | 1 | 0 | solar
template_list | Southern_CA_Desert_Southern_NV_Solar | 0 | #N/A | CAISO_Solar | new_resolve | fillme_name,type,mw | 0 | 1 | 0 | solar
template_list | Solano_Solar | 0 | #N/A | CAISO_Solar | new_resolve | fillme_name,type,mw | 0 | 1 | 0 | solar
template_list | Solano_subzone_Solar | 0 | #N/A | CAISO_Solar | new_resolve | fillme_name,type,mw | 0 | 1 | 0 | solar
template_list | Greater_Kramer_Solar | 0 | #N/A | CAISO_Solar | new_resolve | fillme_name,type,mw | 0 | 1 | 0 | solar
template_list | Southern_California_Desert_Ex_Solar | 0 | #N/A | CAISO_Solar | new_resolve | fillme_name,type,mw | 0 | 1 | 0 | solar
template_list | Southern_Nevada_Solar | 0 | #N/A | CAISO_Solar | new_resolve | fillme_name,type,mw | 0 | 1 | 0 | solar
template_list | Tehachapi_Solar | 0 | #N/A | CAISO_Solar | new_resolve | fillme_name,type,mw | 0 | 1 | 0 | solar
template_list | Tehachapi_Ex_Solar | 0 | #N/A | CAISO_Solar | new_resolve | fillme_name,type,mw | 0 | 1 | 0 | solar
template_list | Westlands_Ex_Solar | 0 | #N/A | CAISO_Solar | new_resolve | fillme_name,type,mw | 0 | 1 | 0 | solar
template_list | Westlands_Solar | 0 | #N/A | CAISO_Solar | new_resolve | fillme_name,type,mw | 0 | 1 | 0 | solar
template_list | Utah_Solar | 0 | #N/A | CAISO_Solar | new_resolve | fillme_name,type,mw | 0 | 1 | 0 | solar
template_list | Arizona_Solar | 0 | #N/A | CAISO_Solar | new_resolve | fillme_name,type,mw | 0 | 1 | 0 | solar
template_list | New_Mexico_Solar | 0 | #N/A | CAISO_Solar | new_resolve | fillme_name,type,mw | 0 | 1 | 0 | solar
template_list | Baja_California_Solar | 0 | #N/A | CAISO_Solar | new_resolve | fillme_name,type,mw | 0 | 1 | 0 | solar
template_list | SCADSNV_Solar | 0 | #N/A | CAISO_Solar | new_resolve | fillme_name,type,mw | 0 | 1 | 0 | solar
template_list | new_generic_solar_1axis | 0 | #N/A | CAISO_Solar | new_generic | none | 0 | 1 | 0 | solar
template_list | new_generic_solar_2axis | 0 | #N/A | CAISO_Solar | new_generic | none | 0 | 1 | 0 | solar
template_list | new_generic_solar_fixed | 0 | #N/A | CAISO_Solar | new_generic | none | 0 | 1 | 0 | solar
template_list | new_generic_solar_thermal | 0 | #N/A | CAISO_Solar | new_generic | none | 0 | 1 | 0 | solar
template_list | SLRMS3_2_SRMSR1 | SILVER RIDGE MOUNT SIGNAL 3 | 250 | CAISO_Solar | physical | none | 0 | 1 | 1 | solar
template_list | TRNQLT_2_SOLAR | Tranquillity | 200 | CAISO_Solar | physical | none | 1 | 0 | 1 | solar
template_list | RATSKE_2_NROSR1 | North Rosamond Solar, LLC | 160 | CAISO_Solar | physical | none | 1 | 0 | 1 | solar
template_list | RE Slate 1-2 | RE Slate 1-2 | 150 | CAISO_Solar | physical | none | 0 | 1 | 0 | solar
template_list | CALFTS_2_CFSSR1 | 0 | 150 | CAISO_Solar | physical | none | 1 | 0 | 1 | solar
template_list | SevenSisters | Seven Sisters Solar | 140 | CAISO_Solar | physical | none | 0 | 1 | 1 | solar
template_list | Amercian Falls Solar II | 0 | 140 | CAISO_Solar | physical | none | 1 | 0 | 1 | solar
template_list | Clark Solar 1 | 0 | 140 | CAISO_Solar | physical | none | 1 | 0 | 1 | solar
template_list | Clark Solar 2 | 0 | 140 | CAISO_Solar | physical | none | 1 | 0 | 1 | solar
template_list | Clark Solar 3 | 0 | 140 | CAISO_Solar | physical | none | 1 | 0 | 1 | solar
template_list | Clark Solar 4 | 0 | 140 | CAISO_Solar | physical | none | 1 | 0 | 1 | solar
template_list | Orchard Ranch Solar | 0 | 140 | CAISO_Solar | physical | none | 1 | 0 | 1 | solar
template_list | Pocatello Solar 1 | 0 | 140 | CAISO_Solar | physical | none | 1 | 0 | 1 | solar
template_list | Simco Solar | 0 | 140 | CAISO_Solar | physical | none | 1 | 0 | 1 | solar
template_list | PNCHVS_2_SOLAR | PNCHVS_2_SOLARB | 140 | CAISO_Solar | physical | none | 1 | 0 | 1 | solar
template_list | CALFTN_2_SOLAR | California Flats North | 130 | CAISO_Solar | physical | none | 1 | 0 | 1 | solar
template_list | BigBeau Solar | BigBeau Solar | 128 | CAISO_Solar | physical | none | 0 | 1 | 0 | solar
template_list | Beacon Solar B | Beacon Solar A¦Beacon Solar¦BCON18G | 125 | CAISO_Solar | physical | none | 1 | 0 | 1 | solar
template_list | Maverick Solar, LLC | Maverick Solar, LLC | 125 | CAISO_Solar | physical | none | 0 | 1 | 0 | solar
template_list | BGSKYN_2_AS2SR1 | 0 | 105 | CAISO_Solar | physical | none | 1 | 0 | 1 | solar
template_list | MSOLAR_2_SOLAR2 | Mesquite Solar 2 | 100.81 | CAISO_Solar | physical | none | 0 | 1 | 1 | solar
template_list | TRNQL8_2_ROJSR1 | Tranquillity 8 Rojo | 100 | CAISO_Solar | physical | none | 1 | 0 | 1 | solar
template_list | DSFLWR_2_WS2SR1 | 0 | 100 | CAISO_Solar | physical | none | 1 | 0 | 1 | solar
template_list | WISTRA_2_WRSSR1 | Wistaria Ranch Solar | 100 | CAISO_Solar | physical | none | 0 | 1 | 1 | solar
template_list | RE Slate (Stanford) | RE Slate (Stanford) | 63 | CAISO_Solar | physical | none | 0 | 1 | 0 | solar
template_list | TRNQL8_2_VERSR1 | Tranquillity 8 Verde | 60 | CAISO_Solar | physical | none | 1 | 0 | 1 | solar
template_list | CAMLOT_2_SOLAR1 | Camelot | 45 | CAISO_Solar | physical | none | 1 | 0 | 1 | solar
template_list | CUYAMS_6_CUYSR1 | 0 | 40 | CAISO_Solar | physical | none | 1 | 0 | 1 | solar
template_list | CerroPrietoPV | Planta Fotovoltaica Cerro Prieto-1 | 35 | CAISO_Solar | physical | none | 1 | 0 | 1 | solar
template_list | KRAMER_1_KJ5SR5 | Kramer Junction 5 | 30 | CAISO_Solar | physical | none | 1 | 0 | 1 | solar
template_list | VICTOR_1_CREST | 0 | 24.49 | CAISO_Solar | physical | none | 1 | 0 | 1 | solar
template_list | RE Gaskell West 3 | RE Gaskell West 3 | 20 | CAISO_Solar | physical | none | 0 | 1 | 0 | solar
template_list | RE Gaskell West 4 | RE Gaskell West 4 | 20 | CAISO_Solar | physical | none | 0 | 1 | 0 | solar
template_list | RE Gaskell West 5 | RE Gaskell West 5 | 20 | CAISO_Solar | physical | none | 0 | 1 | 0 | solar
template_list | 97WI8ME LLC (Midway Solar Farm III) | 97WI8ME LLC (Midway Solar Farm III) | 20 | CAISO_Solar | physical | none | 1 | 0 | 1 | solar
template_list | ORNI33, LLC | ORNI33, LLC | 20 | CAISO_Solar | physical | none | 0 | 1 | 1 | solar
template_list | BIGSKY_2_BSKSR6 | Big Sky Solar 6 | 20 | CAISO_Solar | physical | none | 0 | 1 | 1 | solar
template_list | BIGSKY_2_BSKSR7 | Big Sky Solar 7 | 20 | CAISO_Solar | physical | none | 0 | 1 | 1 | solar
template_list | BIGSKY_2_BSKSR8 | Big Sky Solar 8 | 20 | CAISO_Solar | physical | none | 0 | 1 | 1 | solar
template_list | BIGSKY_2_SOLAR3 | Big Sky Summer | 20 | CAISO_Solar | physical | none | 1 | 0 | 1 | solar
template_list | TRNQL8_2_AMASR1 | Tranquillity 8 Amarillo | 20 | CAISO_Solar | physical | none | 1 | 0 | 1 | solar
template_list | TRNQL8_2_AZUSR1 | Tranquillity 8 Azul | 20 | CAISO_Solar | physical | none | 1 | 0 | 1 | solar
template_list | FRNTBW_6_SOLAR1 | Frontier Solar | 20 | CAISO_Solar | physical | none | 0 | 1 | 1 | solar
template_list | GASKW1_2_GW1SR1 | Gaskell West 1 | 20 | CAISO_Solar | physical | none | 0 | 1 | 1 | solar
template_list | GIFENS_6_BUGSL1 | Burford Giffen | 20 | CAISO_Solar | physical | none | 0 | 1 | 1 | solar
template_list | JACMSR_1_JACSR1 | Jacumba Solar Farm | 20 | CAISO_Solar | physical | none | 0 | 1 | 1 | solar
template_list | LAMONT_1_SOLAR2 | Redwood Solar Farm 4 | 20 | CAISO_Solar | physical | none | 0 | 1 | 1 | solar
template_list | SEGS_1_SR2SL2 | Sunray 2 | 20 | CAISO_Solar | physical | none | 0 | 1 | 1 | solar
template_list | WHITNY_6_SOLAR | Whitney Point Solar | 20 | CAISO_Solar | physical | none | 1 | 0 | 1 | solar
template_list | SUMWHT_6_SWSSR1 | 0 | 18.5 | CAISO_Solar | physical | none | 0 | 1 | 1 | solar
template_list | VALCNTR_22870_DG | VALCNTR | 14.5 | CAISO_Solar | physical | none | 1 | 0 | 1 | solar
template_list | VEAVST_1_SOLAR | Community Solar | 14.4 | CAISO_Solar | physical | none | 1 | 0 | 1 | solar
template_list | RECTOR_2_CREST | 0 | 14 | CAISO_Solar | physical | none | 1 | 0 | 1 | solar
template_list | SPRGVL_2_CREST | 0 | 14 | CAISO_Solar | physical | none | 1 | 0 | 1 | solar
template_list | GALE_1_SR3SR3 | Sunray 3 | 13.8 | CAISO_Solar | physical | none | 0 | 1 | 1 | solar
template_list | OASIS_6_CREST | 0 | 13.5 | CAISO_Solar | physical | none | 1 | 0 | 1 | solar
template_list | BLCKWL_6_SOLAR1 | 0 | 12 | CAISO_Solar | physical | none | 1 | 0 | 1 | solar
template_list | DELSUR_6_CREST | DELSUR_6_CREST1 | 10 | CAISO_Solar | physical | none | 1 | 0 | 1 | solar
template_list | GIFFEN_6_SOLAR1 | Aspiration Solar G | 9 | CAISO_Solar | physical | none | 0 | 1 | 1 | solar
template_list | RICHMN_1_CHVSR2 | Chevron 8.5 | 8.5 | CAISO_Solar | physical | none | 0 | 1 | 1 | solar
template_list | RDWAY_1_CREST | 0 | 6.5 | CAISO_Solar | physical | none | 1 | 0 | 1 | solar
template_list | LNCSTR_6_CREST | 0 | 5.5 | CAISO_Solar | physical | none | 1 | 0 | 1 | solar
template_list | MAGUND_1_BKSSR2 | Bakersfield Solar 1 | 5.25 | CAISO_Solar | physical | none | 0 | 1 | 1 | solar
template_list | VESTAL_2_UNIT1 | 0 | 5 | CAISO_Solar | physical | none | 1 | 0 | 1 | solar
template_list | Energetics_PV | Energetics Solar-PV(22,000) | 4.8 | CAISO_Solar | physical | none | 1 | 0 | 1 | solar
template_list | CRELMN_6_RAMSR3 | Ramona Solar Energy | 4.32 | CAISO_Solar | physical | none | 0 | 1 | 1 | solar
template_list | SHUTLE_6_CREST | 0 | 4 | CAISO_Solar | physical | none | 1 | 0 | 1 | solar
template_list | REDMAN_2_SOLAR | Lancaster East Avenue F | 3.75 | CAISO_Solar | physical | none | 1 | 0 | 1 | solar
template_list | DELSUR_6_BSOLAR | Central Antelope Dry Ranch B | 3 | CAISO_Solar | physical | none | 0 | 1 | 1 | solar
template_list | LITLRK_6_GBCSR1 | Green Beanworks C | 3 | CAISO_Solar | physical | none | 0 | 1 | 1 | solar
template_list | MIRLOM_2_LNDFL | Milliken Landfill Solar | 3 | CAISO_Solar | physical | none | 0 | 1 | 1 | solar
template_list | OASIS_6_GBDSR4 | Green Beanworks D | 3 | CAISO_Solar | physical | none | 0 | 1 | 1 | solar
template_list | OASIS_6_SOLAR3 | Soccer Center | 3 | CAISO_Solar | physical | none | 1 | 0 | 1 | solar
template_list | ORTGA_6_ME1SL1 | Merced 1 | 3 | CAISO_Solar | physical | none | 0 | 1 | 1 | solar
template_list | REDMAN_6_AVSSR1 | Antelope Valley Solar | 3 | CAISO_Solar | physical | none | 0 | 1 | 1 | solar
template_list | Eagle Solar | Eagle Solar | 3 | CAISO_Solar | physical | none | 0 | 1 | 1 | solar
template_list | NEENACH SOLAR | NEENACH SOLAR | 3 | CAISO_Solar | physical | none | 0 | 1 | 1 | solar
template_list | CalCity Solar I, LLC | CalCity Solar I, LLC | 3 | CAISO_Solar | physical | none | 0 | 1 | 1 | solar
template_list | Sheep Creek Road Solar Generation Facility Project | Sheep Creek Road Solar Generation Facility Project | 3 | CAISO_Solar | physical | none | 0 | 1 | 1 | solar
template_list | VACADX_1_SOLAR | 0 | 2.5 | CAISO_Solar | physical | none | 1 | 0 | 1 | solar
template_list | VLCNTR_6_VCSLR1 | Valley Center 1 | 2.5 | CAISO_Solar | physical | none | 1 | 0 | 1 | solar
template_list | Cameron | Cameron | 2.4 | CAISO_Solar | physical | none | 0 | 1 | 0 | solar
template_list | HENRTA_6_SOLAR2 | Westside Solar Power PV1 | 2 | CAISO_Solar | physical | none | 1 | 0 | 1 | solar
template_list | LITLRK_6_SOLAR3 | One Ten Partners | 2 | CAISO_Solar | physical | none | 0 | 1 | 1 | solar
template_list | RICHMN_1_SOLAR | Chevron 2 | 2 | CAISO_Solar | physical | none | 0 | 1 | 1 | solar
template_list | BellevueSolarINV1 | Bellevue Solar Project-INV-1 | 1.6 | CAISO_Solar | physical | none | 1 | 0 | 1 | solar
template_list | DAIRLD_1_MD1SL1 | Madera 1 | 1.5 | CAISO_Solar | physical | none | 0 | 1 | 1 | solar
template_list | DELSUR_6_SOLAR4 | 0 | 1.5 | CAISO_Solar | physical | none | 0 | 1 | 1 | solar
template_list | DELSUR_6_SOLAR5 | 0 | 1.5 | CAISO_Solar | physical | none | 0 | 1 | 1 | solar
template_list | MCARTH_6_FRIVRB | Fall River Mills Project B | 1.5 | CAISO_Solar | physical | none | 1 | 0 | 1 | solar
template_list | ORLND_6_SOLAR1 | Enerparc California 2 | 1.5 | CAISO_Solar | physical | none | 1 | 0 | 1 | solar
template_list | PIT1_6_FRIVRA | Fall River Mills Project A | 1.5 | CAISO_Solar | physical | none | 1 | 0 | 1 | solar
template_list | STROUD_6_WWHSR1 | Winter Wheat Solar Farm | 1.5 | CAISO_Solar | physical | none | 0 | 1 | 1 | solar
template_list | CHINO_2_SOLAR2 | Kona Solar - Terra Francesca | 1.49 | CAISO_Solar | physical | none | 1 | 0 | 1 | solar
template_list | VALLEY_5_SOLAR1 | Kona Solar - Meridian #1 | 1.49 | CAISO_Solar | physical | none | 1 | 0 | 1 | solar
template_list | DEVERS_2_DHSPG2 | Desert Hot Springs 2 | 1.4 | CAISO_Solar | physical | none | 1 | 0 | 1 | solar
template_list | ETIWND_2_SOLAR1 | Dedeaux Ontario | 1 | CAISO_Solar | physical | none | 1 | 0 | 1 | solar
template_list | MAGUND_1_BKISR1 | Bakersfield Industrial 1 | 1 | CAISO_Solar | physical | none | 0 | 1 | 1 | solar
template_list | MANTEC_1_ML1SR1 | Manteca Land 1 | 1 | CAISO_Solar | physical | none | 0 | 1 | 1 | solar
template_list | SMYRNA_1_DL1SR1 | Delano Land 1 | 1 | CAISO_Solar | physical | none | 0 | 1 | 1 | solar
template_list | DEVERS_2_CS2SR4 | Caliente Solar 2 | 0.91 | CAISO_Solar | physical | none | 0 | 1 | 1 | solar
template_list | WRGTSR_2_WSFSR1 | Wright Solar Freeman | 200 | CAISO_Solar | physical | none | 1 | 0 | 1 | solar
template_list | IVSLR2_2_SM2SR1 | Silver Ridge Mount Signal 2 | 150 | CAISO_Solar | physical | none | 0 | 1 | 1 | solar
template_list | BGSKYN_2_ASPSR2 | Antelope Solar 2 San Pablo | 100 | CAISO_Solar | physical | none | 1 | 0 | 1 | solar
template_list | VALTNE_2_AVASR1 | Valentine Solar | 100 | CAISO_Solar | physical | none | 1 | 0 | 1 | solar
template_list | SUNSLR_1_SSVSR1 | Sunshine Valley Solar 1 | 100 | CAISO_Solar | physical | none | 1 | 0 | 1 | solar
template_list | BGSKYN_2_BS3SR3 | Big Sky Solar 3 | 20 | CAISO_Solar | physical | none | 0 | 1 | 1 | solar
template_list | SUNSPT_2_WNASR1 | Windhub Solar A | 20 | CAISO_Solar | physical | none | 1 | 0 | 1 | solar
template_list | TX-ELK_6_ECKSR2 | Eagle Creek | 3 | CAISO_Solar | physical | none | 1 | 0 | 1 | solar
template_list | RNDSBG_1_HZASR1 | Hazel A | 3 | CAISO_Solar | physical | none | 1 | 0 | 1 | solar
added | existing_generic_solar_1axis |  | #N/A | CAISO_Solar | existing_generic | none | 0 | 1 | 1 | solar
added | existing_generic_solar_2axis |  | #N/A | CAISO_Solar | existing_generic | none | 0 | 1 | 1 | solar
added | existing_generic_solar_fixed |  | #N/A | CAISO_Solar | existing_generic | none | 0 | 1 | 1 | solar
added | existing_generic_solar_thermal |  | #N/A | CAISO_Solar | existing_generic | none | 0 | 1 | 1 | solar
ruling_list | ARLVAL_5_SOLAR | Arlington Valley Solar Energy II - AVS II | #N/A | CAISO_Specified_Imports | specified_imports | none | 1 | 0 | 1 | unknown
ruling_list | ALHMBR_1_ALHSLR | SG2 Imperial Valley | #N/A | CAISO_Specified_Imports | specified_imports | none | 1 | 0 | 1 | unknown
ruling_list | ARKANS_1_ARKSLR | SG2 Imperial Valley | #N/A | CAISO_Specified_Imports | specified_imports | none | 1 | 0 | 1 | unknown
ruling_list | SNORA_2_SNRSLR | SG2 Imperial Valley | #N/A | CAISO_Specified_Imports | specified_imports | none | 1 | 0 | 1 | unknown
ruling_list | CALPSS_6_SOLAR1 | 70SM1 8ME, LLC (Gestamp Calipatria) | #N/A | CAISO_Specified_Imports | specified_imports | none | 1 | 0 | 1 | unknown
ruling_list | ANZA_6_SOLAR1 | TallBear Seville | #N/A | CAISO_Specified_Imports | specified_imports | none | 1 | 0 | 1 | unknown
template_list | ARLINT_5_SCEDYN | 0 | #N/A | CAISO_Specified_Imports | specified_imports | none | 0 | 1 | 1 | unknown
template_list | COLGNS_2_CNSSR1 | 0 | #N/A | CAISO_Specified_Imports | specified_imports | none | 0 | 1 | 1 | unknown
template_list | GRADYW_5_GDYWD1 | 0 | #N/A | CAISO_Specified_Imports | specified_imports | none | 0 | 1 | 1 | unknown
template_list | GRIFFI_2_LSPDYN | 0 | #N/A | CAISO_Specified_Imports | specified_imports | none | 0 | 1 | 1 | unknown
template_list | MAGNLA_6_ANAHEIM | 0 | #N/A | CAISO_Specified_Imports | specified_imports | none | 0 | 1 | 1 | unknown
template_list | MAGNLA_6_CERRITOS | 0 | #N/A | CAISO_Specified_Imports | specified_imports | none | 0 | 1 | 1 | unknown
template_list | MRCHNT_2_MELDYN | 0 | #N/A | CAISO_Specified_Imports | specified_imports | none | 0 | 1 | 1 | unknown
template_list | MSQUIT_5_SERDYN | 0 | #N/A | CAISO_Specified_Imports | specified_imports | none | 0 | 1 | 1 | unknown
template_list | NGILAA_5_SDGDYN | 0 | #N/A | CAISO_Specified_Imports | specified_imports | none | 0 | 1 | 1 | unknown
template_list | RANCHO_2_SMUDSYSDYN | 0 | #N/A | CAISO_Specified_Imports | specified_imports | none | 0 | 1 | 1 | unknown
template_list | SPOINT_2_MEADDYN | 0 | #N/A | CAISO_Specified_Imports | specified_imports | none | 0 | 1 | 1 | unknown
template_list | SPOINT_2_PARKERDYN | 0 | #N/A | CAISO_Specified_Imports | specified_imports | none | 0 | 1 | 1 | unknown
template_list | SUNSTR_5_SS1SCEDYN | 0 | #N/A | CAISO_Specified_Imports | specified_imports | none | 0 | 1 | 1 | unknown
template_list | SUTTER_2_TESLADYN | 0 | #N/A | CAISO_Specified_Imports | specified_imports | none | 0 | 1 | 1 | unknown
template_list | SUTTER_2_WASNDYN | 0 | #N/A | CAISO_Specified_Imports | specified_imports | none | 0 | 1 | 1 | unknown
template_list | PVERDE_5_SCEDYN | PVERDE_5_SCEDYN | #N/A | CAISO_Specified_Imports | specified_imports | none | 0 | 1 | 1 | unknown
template_list | BCTSYS_5_PWXDYN | BCTSYS_5_PWXDYN | #N/A | CAISO_Specified_Imports | specified_imports | none | 0 | 1 | 1 | unknown
template_list | RAMON_2_SCEDYN | RAMON_2_SCEDYN | #N/A | CAISO_Specified_Imports | specified_imports | none | 0 | 1 | 1 | unknown
template_list | ELCABO_5_ECWSCEDYN | El Cabo Wind | #N/A | CAISO_Specified_Imports | specified_imports | none | 0 | 1 | 1 | unknown
template_list | SCEHOV_2_HOOVER | SCEHOV_2_HOOVER | #N/A | CAISO_Specified_Imports | specified_imports | none | 0 | 1 | 1 | unknown
template_list | MALIN_5_BPADYN | MALIN_5_BPADYN | #N/A | CAISO_Specified_Imports | specified_imports | none | 0 | 1 | 1 | unknown
template_list | INTMNT_3_ANAHEIM | Intermountain Power Project | #N/A | CAISO_Specified_Imports | specified_imports | none | 0 | 1 | 1 | unknown
template_list | BEJNLS_5_BV2SCEDYN | Broadview 2 | #N/A | CAISO_Specified_Imports | specified_imports | none | 0 | 1 | 1 | unknown
template_list | INTMNT_3_RIVERSIDE | IPPDYN | #N/A | CAISO_Specified_Imports | specified_imports | none | 0 | 1 | 1 | unknown
template_list | BEKWJS_5_BV1SCEDYN | Broadview 1 | #N/A | CAISO_Specified_Imports | specified_imports | none | 0 | 1 | 1 | unknown
template_list | MALIN_5_GCPDDYN | Grant County Hydro Facilities | #N/A | CAISO_Specified_Imports | specified_imports | none | 0 | 1 | 1 | unknown
template_list | INTMNT_3_PASADENA | Intermountain Power Project | #N/A | CAISO_Specified_Imports | specified_imports | none | 0 | 1 | 1 | unknown
template_list | MALIN_5_IBERDR | Iberdrola Centroid Sytem Resource | #N/A | CAISO_Specified_Imports | specified_imports | none | 0 | 1 | 1 | unknown
template_list | MALIN_5_INHRED | CSF Columbia Gorge | #N/A | CAISO_Specified_Imports | specified_imports | none | 0 | 1 | 1 | unknown
template_list | MALIN_5_INHRPG | BIGLOW CANYON | #N/A | CAISO_Specified_Imports | specified_imports | none | 0 | 1 | 1 | unknown
template_list | MIDWYS_2_MIDSL1 | Midway Solar Farm | #N/A | CAISO_Specified_Imports | specified_imports | none | 0 | 1 | 1 | unknown
template_list | AGCANA_X_HOOVER | Hoover Power Plant | #N/A | CAISO_Specified_Imports | specified_imports | none | 0 | 1 | 1 | unknown
template_list | MIDWY3_2_MDSSR1 | Midway South Solar Farm | #N/A | CAISO_Specified_Imports | specified_imports | none | 0 | 1 | 1 | unknown
template_list | MILFRD_7_PASADENA | Milford I | #N/A | CAISO_Specified_Imports | specified_imports | none | 0 | 1 | 1 | unknown
template_list | WSNR_2_CVPDYN | Central Valley 1 | #N/A | CAISO_Specified_Imports | specified_imports | none | 0 | 1 | 1 | unknown
template_list | WSNR_2_TESLADYN | Central Valley Tesla | #N/A | CAISO_Specified_Imports | specified_imports | none | 0 | 1 | 1 | unknown
template_list | WSNR_5_TRCYDYN | Central Valley Tracy | #N/A | CAISO_Specified_Imports | specified_imports | none | 0 | 1 | 1 | unknown
ruling_list | DINUBA_6_UNIT | DINUBA GENERATION PROJECT | 12 | CAISO_ST | physical | none | 1 | 0 | 1 | thermal
ruling_list | ETIWND_7_UNIT 3 | ETIWANDA GEN STA. UNIT 3 | 0 | CAISO_ST | physical | none | 1 | 0 | 1 | thermal
ruling_list | ETIWND_7_UNIT 4 | ETIWANDA GEN STA. UNIT 4 | 0 | CAISO_ST | physical | none | 1 | 0 | 1 | thermal
template_list | ORMOND_7_UNIT 2 | ORMOND BEACH GEN STA. UNIT 2 | 750 | CAISO_ST | physical | none | 1 | 0 | 1 | thermal
template_list | ORMOND_7_UNIT 1 | ORMOND BEACH GEN STA. UNIT 1 | 741.27 | CAISO_ST | physical | none | 1 | 0 | 1 | thermal
template_list | REDOND_7_UNIT 7 | REDONDO GEN STA. UNIT 7 | 505.96 | CAISO_ST | physical | none | 1 | 0 | 1 | thermal
template_list | ALAMIT_7_UNIT 5 | ALAMITOS GEN STA. UNIT 5 | 497.97 | CAISO_ST | physical | none | 1 | 0 | 1 | thermal
template_list | REDOND_7_UNIT 8 | REDONDO GEN STA. UNIT 8 | 495.9 | CAISO_ST | physical | none | 1 | 0 | 1 | thermal
template_list | ALAMIT_7_UNIT 6 | ALAMITOS GEN STA. UNIT 6 | 495 | CAISO_ST | physical | none | 1 | 0 | 1 | thermal
template_list | ALAMIT_7_UNIT 4 | ALAMITOS GEN STA. UNIT 4 | 335.67 | CAISO_ST | physical | none | 1 | 0 | 1 | thermal
template_list | ALAMIT_7_UNIT 3 | ALAMITOS GEN STA. UNIT 3 | 332.18 | CAISO_ST | physical | none | 1 | 0 | 1 | thermal
template_list | ENCINA_7_EA5 | 0 | 330 | CAISO_ST | physical | none | 1 | 0 | 1 | thermal
template_list | ENCINA_7_EA4 | 0 | 300 | CAISO_ST | physical | none | 1 | 0 | 1 | thermal
template_list | HNTGBH_7_UNIT 2 | HUNTINGTON BEACH GEN STA. UNIT 2 | 225.8 | CAISO_ST | physical | none | 1 | 0 | 1 | thermal
template_list | HNTGBH_7_UNIT 1 | HUNTINGTON BEACH GEN STA. UNIT 1 | 225.75 | CAISO_ST | physical | none | 1 | 0 | 1 | thermal
template_list | REDOND_7_UNIT 5 | REDONDO GEN STA. UNIT 5 | 178.87 | CAISO_ST | physical | none | 1 | 0 | 1 | thermal
template_list | ALAMIT_7_UNIT 2 | ALAMITOS GEN STA. UNIT 2 | 175 | CAISO_ST | physical | none | 1 | 0 | 1 | thermal
template_list | REDOND_7_UNIT 6 | REDONDO GEN STA. UNIT 6 | 175 | CAISO_ST | physical | none | 1 | 0 | 1 | thermal
template_list | ALAMIT_7_UNIT 1 | ALAMITOS GEN STA. UNIT 1 | 174.56 | CAISO_ST | physical | none | 1 | 0 | 1 | thermal
template_list | ENCINA_7_EA3 | 0 | 110 | CAISO_ST | physical | none | 1 | 0 | 1 | thermal
template_list | ENCINA_7_EA2 | 0 | 104 | CAISO_ST | physical | none | 1 | 0 | 1 | thermal
template_list | new_generic_steam | 0 | #N/A | CAISO_Steam | new_generic | none | 0 | 1 | 0 | thermal
template_list | ALAMIT_7_STG1S | ALAMIT_7_STG1S | 241.5 | CAISO_Steam | physical | none | 1 | 0 | 1 | thermal
template_list | HNTGBH_7_STG1S | HNTGBH_7_STG1S | 241.5 | CAISO_Steam | physical | none | 1 | 0 | 1 | thermal
template_list | ALAMIT_7_CTG1A | ALAMIT_7_CTG1A | 234.5 | CAISO_Steam | physical | none | 1 | 0 | 1 | thermal
template_list | HNTGBH_7_CTG1B | HNTGBH_7_CTG1B | 234.5 | CAISO_Steam | physical | none | 1 | 0 | 1 | thermal
template_list | HNTGBH_7_CTG1A | HNTGBH_7_CTG1A | 234.5 | CAISO_Steam | physical | none | 1 | 0 | 1 | thermal
template_list | ALAMIT_7_CTG1B | ALAMIT_7_CTG1B | 234.5 | CAISO_Steam | physical | none | 1 | 0 | 1 | thermal
added | existing_generic_steam |  | #N/A | CAISO_Steam | existing_generic | none | 0 | 1 | 1 | thermal
template_list | new_generic_unknown | 0 | #N/A | CAISO_Unknown | new_generic | none | 0 | 1 | 0 | unknown
template_list | SONOMA_1_PN5SR1 | 0 | 0 | CAISO_Unknown | physical | none | 1 | 0 | 1 | unknown
added | existing_generic_unknown |  | #N/A | CAISO_Unknown | existing_generic | none | 0 | 1 | 1 | unknown
template_list | Carrizo_Wind | 0 | #N/A | CAISO_Wind | new_resolve | fillme_name,type,mw | 0 | 1 | 0 | wind_low_cf
template_list | Central_Valley_North_Los_Banos_Wind | 0 | #N/A | CAISO_Wind | new_resolve | fillme_name,type,mw | 0 | 1 | 0 | wind_low_cf
template_list | Distributed_Wind | 0 | #N/A | CAISO_Wind | new_resolve | fillme_name,type,mw | 0 | 1 | 0 | wind_low_cf
template_list | Greater_Imperial_Wind | 0 | #N/A | CAISO_Wind | new_resolve | fillme_name,type,mw | 0 | 1 | 0 | wind_low_cf
template_list | Greater_Kramer_Wind | 0 | #N/A | CAISO_Wind | new_resolve | fillme_name,type,mw | 0 | 1 | 0 | wind_low_cf
template_list | Humboldt_Wind | 0 | #N/A | CAISO_Wind | new_resolve | fillme_name,type,mw | 0 | 1 | 0 | wind_low_cf
template_list | Kern_Greater_Carrizo_Wind | 0 | #N/A | CAISO_Wind | new_resolve | fillme_name,type,mw | 0 | 1 | 0 | wind_low_cf
template_list | Kramer_Inyokern_Ex_Wind | 0 | #N/A | CAISO_Wind | new_resolve | fillme_name,type,mw | 0 | 1 | 0 | wind_low_cf
template_list | Northern_California_Ex_Wind | 0 | #N/A | CAISO_Wind | new_resolve | fillme_name,type,mw | 0 | 1 | 0 | wind_low_cf
template_list | Diablo_Canyon_Offshore_Wind_Ext_Tx | 0 | #N/A | CAISO_Wind | new_resolve | fillme_name,type,mw | 0 | 1 | 0 | wind_high_cf
template_list | NW_Ext_Tx_Wind | 0 | #N/A | CAISO_Wind | new_resolve | fillme_name,type,mw | 0 | 1 | 0 | wind_low_cf
template_list | Sacramento_River_Wind | 0 | #N/A | CAISO_Wind | new_resolve | fillme_name,type,mw | 0 | 1 | 0 | wind_low_cf
template_list | Southern_CA_Desert_Southern_NV_Wind | 0 | #N/A | CAISO_Wind | new_resolve | fillme_name,type,mw | 0 | 1 | 0 | wind_low_cf
template_list | Solano_subzone_Wind | 0 | #N/A | CAISO_Wind | new_resolve | fillme_name,type,mw | 0 | 1 | 0 | wind_low_cf
template_list | Solano_Wind | 0 | #N/A | CAISO_Wind | new_resolve | fillme_name,type,mw | 0 | 1 | 0 | wind_low_cf
template_list | Southern_California_Desert_Ex_Wind | 0 | #N/A | CAISO_Wind | new_resolve | fillme_name,type,mw | 0 | 1 | 0 | wind_low_cf
template_list | Southern_Nevada_Wind | 0 | #N/A | CAISO_Wind | new_resolve | fillme_name,type,mw | 0 | 1 | 0 | wind_low_cf
template_list | SW_Ext_Tx_Wind | 0 | #N/A | CAISO_Wind | new_resolve | fillme_name,type,mw | 0 | 1 | 0 | wind_low_cf
template_list | Tehachapi_Wind | 0 | #N/A | CAISO_Wind | new_resolve | fillme_name,type,mw | 0 | 1 | 0 | wind_low_cf
template_list | Westlands_Ex_Wind | 0 | #N/A | CAISO_Wind | new_resolve | fillme_name,type,mw | 0 | 1 | 0 | wind_low_cf
template_list | Cape_Mendocino_Offshore_Wind | 0 | #N/A | CAISO_Wind | new_resolve | fillme_name,type,mw | 0 | 1 | 0 | wind_high_cf
template_list | Del_Norte_Offshore_Wind | 0 | #N/A | CAISO_Wind | new_resolve | fillme_name,type,mw | 0 | 1 | 0 | wind_high_cf
template_list | Diablo_Canyon_Offshore_Wind | 0 | #N/A | CAISO_Wind | new_resolve | fillme_name,type,mw | 0 | 1 | 0 | wind_high_cf
template_list | Humboldt_Bay_Offshore_Wind | 0 | #N/A | CAISO_Wind | new_resolve | fillme_name,type,mw | 0 | 1 | 0 | wind_high_cf
template_list | Morro_Bay_Offshore_Wind | 0 | #N/A | CAISO_Wind | new_resolve | fillme_name,type,mw | 0 | 1 | 0 | wind_high_cf
template_list | Baja_California_Wind | 0 | #N/A | CAISO_Wind | new_resolve | fillme_name,type,mw | 0 | 1 | 0 | wind_low_cf
template_list | Pacific_Northwest_Wind | 0 | #N/A | CAISO_Wind | new_resolve | fillme_name,type,mw | 0 | 1 | 0 | wind_low_cf
template_list | Idaho_Wind | 0 | #N/A | CAISO_Wind | new_resolve | fillme_name,type,mw | 0 | 1 | 0 | wind_low_cf
template_list | Utah_Wind | 0 | #N/A | CAISO_Wind | new_resolve | fillme_name,type,mw | 0 | 1 | 0 | wind_low_cf
template_list | Wyoming_Wind | 0 | #N/A | CAISO_Wind | new_resolve | fillme_name,type,mw | 0 | 1 | 0 | wind_high_cf
template_list | Arizona_Wind | 0 | #N/A | CAISO_Wind | new_resolve | fillme_name,type,mw | 0 | 1 | 0 | wind_low_cf
template_list | New_Mexico_Wind | 0 | #N/A | CAISO_Wind | new_resolve | fillme_name,type,mw | 0 | 1 | 0 | wind_high_cf
template_list | SCADSNV_Wind | 0 | #N/A | CAISO_Wind | new_resolve | fillme_name,type,mw | 0 | 1 | 0 | wind_low_cf
template_list | new_generic_wind | 0 | #N/A | CAISO_Wind | new_generic | none | 0 | 1 | 0 | wind_low_cf
template_list | VOYAGR_2_VOYWD2 | 0 | 128.7 | CAISO_Wind | physical | none | 0 | 1 | 1 | wind_low_cf
template_list | USWNDR_2_SMUD2 | Solano Wind Project Phase 3 | 127.8 | CAISO_Wind | physical | none | 1 | 0 | 1 | wind_low_cf
template_list | TULEWD_1_TULWD1 | Tule Wind | 127.6 | CAISO_Wind | physical | none | 1 | 0 | 1 | wind_low_cf
template_list | Musselshell Wind Two | 0 | 106.5 | CAISO_Wind | physical | none | 1 | 0 | 1 | wind_low_cf
template_list | Energia Sierra Juarez 2 US LLC | Energia Sierra Juarez 2 US LLC | 105 | CAISO_Wind | physical | none | 0 | 1 | 0 | wind_low_cf
template_list | WestButteWind | West Butte Wind Power Project-WB-1 | 104 | CAISO_Wind | physical | none | 1 | 0 | 1 | wind_low_cf
template_list | USWNDR_2_SMUD | SOLANO WIND FARM | 102.18 | CAISO_Wind | physical | none | 1 | 0 | 1 | wind_low_cf
template_list | Three Mile Canyon | 0 | 100 | CAISO_Wind | physical | none | 1 | 0 | 1 | wind_low_cf
template_list | WHTWTR_1_WINDA1 | Whitewater Hill Wind Project | 61.5 | CAISO_Wind | physical | none | 1 | 0 | 1 | wind_low_cf
template_list | USWND2_1_WIND3 | Golden Hills C | 46 | CAISO_Wind | physical | none | 1 | 0 | 1 | wind_low_cf
template_list | VOYAGR_2_VOYWD3 | 0 | 43.2 | CAISO_Wind | physical | none | 1 | 0 | 1 | wind_low_cf
template_list | CABZON_1_WINDA1 | Cabazon Wind Project | 41 | CAISO_Wind | physical | none | 1 | 0 | 1 | wind_low_cf
template_list | TRANWND_25637_QF | TRANWND_25637 | 40 | CAISO_Wind | physical | none | 1 | 0 | 1 | wind_low_cf
template_list | MORWD_6_QF | 0 | 38.16 | CAISO_Wind | physical | none | 1 | 0 | 1 | wind_low_cf
template_list | SANWD_1_QF | 0 | 31 | CAISO_Wind | physical | none | 1 | 0 | 1 | wind_low_cf
template_list | OAKWD_6_QF | 0 | 27.87 | CAISO_Wind | physical | none | 1 | 0 | 1 | wind_low_cf
template_list | FLOWD_2_RT2WD2 | Ridgetop 2 | 27.39 | CAISO_Wind | physical | none | 1 | 0 | 1 | wind_low_cf
template_list | GARNET_1_WINDS | Garnet Winds Aggregation | 22.5 | CAISO_Wind | physical | none | 1 | 0 | 1 | wind_low_cf
template_list | MTWIND_1_UNIT 2 | Mountain View Power Project II | 22.2 | CAISO_Wind | physical | none | 1 | 0 | 1 | wind_low_cf
template_list | VOYAGR_2_VOYWD4 | 0 | 21.6 | CAISO_Wind | physical | none | 0 | 1 | 1 | wind_low_cf
template_list | TEHAPI_2_WIND2 | Wind Wall Monolith 2 | 21.24 | CAISO_Wind | physical | none | 1 | 0 | 1 | wind_low_cf
template_list | VENWD_1_WIND3 | Painted Hills Windpark | 19.04 | CAISO_Wind | physical | none | 1 | 0 | 1 | wind_low_cf
template_list | SpanishForkWind2 | Spanish Fork Wind Park 2 LLC-1 | 19 | CAISO_Wind | physical | none | 1 | 0 | 1 | wind_low_cf
template_list | BUCKWD_1_QF | 0 | 16.5 | CAISO_Wind | physical | none | 1 | 0 | 1 | wind_low_cf
template_list | VENWD_1_WIND2 | Windpark Unlimited 2 | 16.05 | CAISO_Wind | physical | none | 1 | 0 | 1 | wind_low_cf
template_list | TEHAPI_2_WIND1 | Wind Wall Monolith 1 | 14.89 | CAISO_Wind | physical | none | 1 | 0 | 1 | wind_low_cf
template_list | GARNET_2_WIND3 | San Gorgonio East | 12.6 | CAISO_Wind | physical | none | 1 | 0 | 1 | wind_low_cf
template_list | GARNET_2_WIND2 | Karen Avenue Wind Farm | 11.7 | CAISO_Wind | physical | none | 1 | 0 | 1 | wind_low_cf
template_list | Fairfield_Wind | Fairfield Wind-1 | 10 | CAISO_Wind | physical | none | 1 | 0 | 1 | wind_low_cf
template_list | ParqueEolico | Parque Eolico Rumorosa-1 | 10 | CAISO_Wind | physical | none | 1 | 0 | 1 | wind_low_cf
template_list | RENWD_1_QF | 0 | 10 | CAISO_Wind | physical | none | 1 | 0 | 1 | wind_low_cf
template_list | Graycliff Wind Prime | 0 | 9.7 | CAISO_Wind | physical | none | 1 | 0 | 1 | wind_low_cf
template_list | VENWD_1_WIND1 | Windpark Unlimited 1 | 9.43 | CAISO_Wind | physical | none | 1 | 0 | 1 | wind_low_cf
template_list | GARNET_2_DIFWD1 | Difwind | 7.88 | CAISO_Wind | physical | none | 0 | 1 | 1 | wind_low_cf
template_list | DTCHWD_2_BT4WND | Brookfield Tehachapi 4 | 6.52 | CAISO_Wind | physical | none | 1 | 0 | 1 | wind_low_cf
template_list | NZWIND_2_WDSTR5 | Windstream 6111 | 6.31 | CAISO_Wind | physical | none | 1 | 0 | 1 | wind_low_cf
template_list | GARNET_2_WPMWD6 | WINTEC PALM | 5.93 | CAISO_Wind | physical | none | 0 | 1 | 1 | wind_low_cf
template_list | MONLTS_2_MONWD6 | Monolith 6 | 5.25 | CAISO_Wind | physical | none | 0 | 1 | 1 | wind_low_cf
template_list | MONLTS_2_MONWD7 | Monolith 7 | 4.76 | CAISO_Wind | physical | none | 0 | 1 | 1 | wind_low_cf
template_list | MONLTS_2_MONWD4 | Monolith 4 | 4.75 | CAISO_Wind | physical | none | 0 | 1 | 1 | wind_low_cf
template_list | DTCHWD_2_BT3WND | Brookfield Tehachapi 3 | 4.5 | CAISO_Wind | physical | none | 1 | 0 | 1 | wind_low_cf
template_list | MONLTS_2_MONWD5 | Monolith 5 | 4.04 | CAISO_Wind | physical | none | 0 | 1 | 1 | wind_low_cf
template_list | NZWIND_6_WDSTR | Windstream 39 | 3.35 | CAISO_Wind | physical | none | 1 | 0 | 1 | wind_low_cf
template_list | WSTWND_2_M89WD1 | Mojave 89 | 88.5 | CAISO_Wind | physical | none | 0 | 1 | 1 | wind_low_cf
template_list | USWNDR_2_LABWD1 | LaBrisa Wind Project | 9 | CAISO_Wind | physical | none | 1 | 0 | 1 | wind_low_cf
added | existing_generic_wind |  | #N/A | CAISO_Wind | existing_generic | none | 0 | 1 | 1 | wind_low_cf
ruling_list | ADLIN_1_UNITS | Geysers - 2010 - 50/250/425 MW | 250 | CAISO_Geothermal | physical | none | 1 | 0 | 1 | geothermal
ruling_list | GYS5X6_7_UNITS | Geysers Power Company, LLC (f/k/a 3107) | 225 | CAISO_Geothermal | physical | none | 1 | 0 | 1 | geothermal
ruling_list | CALGEN_1_UNITS | Coso Clean Power, LLC (f/k/a 3008,3029,3030) | 204 | CAISO_Geothermal | physical | none | 1 | 0 | 1 | geothermal
ruling_list | Geysers 2008 (175 MW) | Geysers 2008 (175 MW) | 175 | CAISO_Geothermal | physical | none | 1 | 0 | 1 | geothermal
ruling_list | BLM_2_UNITS | Coso Energy Developers (BLM) | 75 | CAISO_Geothermal | physical | none | 1 | 0 | 1 | geothermal
ruling_list | MIRAGE_2_COCHLA | Ormesa Geothermal I, II, GEM | 63 | CAISO_Geothermal | physical | none | 1 | 0 | 1 | geothermal
ruling_list | CONTRL_1_OXBOW | Terra-Gen Dixie Valley, LLC (f/k/a 3011) | 60 | CAISO_Geothermal | physical | none | 1 | 0 | 1 | geothermal
ruling_list | Heber Geothermal Company | Heber Geothermal Company | 52 | CAISO_Geothermal | physical | none | 1 | 0 | 1 | geothermal
ruling_list | Geysers Power Company, LLC | Geysers Power Company, LLC | 50 | CAISO_Geothermal | physical | none | 1 | 0 | 1 | geothermal
ruling_list | Salton Sea Unit 5 | Salton Sea Unit 5 | 49.9 | CAISO_Geothermal | physical | none | 1 | 0 | 1 | geothermal
ruling_list | NCPA_7_GP2UN3 | Geothermal 2 | 42.42 | CAISO_Geothermal | physical | none | 1 | 0 | 1 | geothermal
ruling_list | NCPA_7_GP1UN1 | Geothermal 1 | 38.85 | CAISO_Geothermal | physical | none | 1 | 0 | 1 | geothermal
ruling_list | ORNI 18, LLC | ORNI 18, LLC | 33.178 | CAISO_Geothermal | physical | none | 1 | 0 | 1 | geothermal
ruling_list | Thermo No.1 BE-01 | Thermo No.1 BE-01 | 15 | CAISO_Geothermal | physical | none | 1 | 0 | 1 | geothermal
ruling_list | CONTRL_1_CASAD3 | Mammoth G3 - RAM 1 | 14 | CAISO_Geothermal | physical | none | 1 | 0 | 1 | geothermal
ruling_list | CONTRL_1_QF | Mammoth Pacific L P II (MP2) | 13.4 | CAISO_Geothermal | physical | none | 1 | 0 | 1 | geothermal
ruling_list | Calpine Geysers | Calpine Geysers | 13 | CAISO_Geothermal | physical | none | 1 | 0 | 1 | geothermal
ruling_list | CONTRL_1_CASAD1 | Mammoth G1 - RAM 2 | 10 | CAISO_Geothermal | physical | none | 1 | 0 | 1 | geothermal
ruling_list | Wendel Energy Operations 1, LLC | Wendel Energy Operations 1, LLC | 0.7 | CAISO_Geothermal | physical | none | 1 | 0 | 1 | geothermal
ruling_list | WINAMD_6_UNIT 1 | Amedee Geothermal Venture 1 PURPA | 0.69 | CAISO_Geothermal | physical | none | 1 | 0 | 1 | geothermal
template_list | V3 GEN | SMALL GEN UNKNOWN | 3.1 | IID_Solar | physical | none | 0 | 1 | 1 | solar
template_list | Grayson CT8BC | Grayson 8BC | 68 | LDWP_Peaker | physical | none | 0 | 1 | 0 | thermal
template_list | Milford Wind 3 | Milford Wind Corridor Project III 1 | 100.5 | LDWP_Wind | physical | none | 0 | 1 | 0 | wind_low_cf
template_list | Milford Wind 4 | Milford Wind 4 | 100.5 | LDWP_Wind | physical | none | 0 | 1 | 0 | wind_low_cf
template_list | Milford Wind 5 | Milford Wind 5 | 100.5 | LDWP_Wind | physical | none | 0 | 1 | 0 | wind_low_cf
ruling_list | Vistra Moss Landing Energy Storage | Vistra Moss Landing Energy Storage | 300 | CAISO_Li_Battery | physical | none | 1 | 0 | 0 | battery
ruling_list | Moss Landing Energy Storage | Moss Landing Energy Storage | 182.5 | CAISO_Li_Battery | physical | none | 1 | 0 | 0 | battery
ruling_list | AES Alamitos ES | AES Alamitos ES | 100 | CAISO_Li_Battery | physical | none | 1 | 0 | 0 | battery
ruling_list | Strata Saticoy, LLC | Strata Saticoy, LLC | 100 | CAISO_Li_Battery | physical | none | 1 | 0 | 0 | battery
ruling_list | SGIP-SCE | SGIP-SCE | 96 | CAISO_Li_Battery | physical | none | 1 | 0 | 1 | battery
ruling_list | Stem Energy DRES - 402040 | Stem Energy DRES - 402040 | 78 | CAISO_Li_Battery | physical | none | 1 | 0 | 0 | battery
ruling_list | Hummingbird Energy Storage | Hummingbird Energy Storage | 75 | CAISO_Li_Battery | physical | none | 1 | 0 | 0 | battery
ruling_list | Diablo Energy Storage | Diablo Energy Storage | 50 | CAISO_Li_Battery | physical | none | 1 | 0 | 0 | battery
ruling_list | SGIP-PG&E | SGIP-PG&E | 43.318 | CAISO_Li_Battery | physical | none | 1 | 0 | 1 | battery
ruling_list | AltaGas Power Holdings (U.S.) Inc. | AltaGas Power Holdings (U.S.) Inc. | 40 | CAISO_Li_Battery | physical | none | 1 | 0 | 0 | battery
ruling_list | Lake Hodges Contract | Lake Hodges Contract | 40 | CAISO_Li_Battery | physical | none | 1 | 0 | 0 | battery
ruling_list | expedited energy storage - distribution | expedited energy storage - distribution | 37.5 | CAISO_Li_Battery | physical | none | 1 | 0 | 0 | battery
ruling_list | SGIPSGIP-SDGE | SGIPSGIP-SDGE | 30 | CAISO_Li_Battery | physical | none | 1 | 0 | 1 | battery
ruling_list | Miramar BESS | Miramar BESS | 30 | CAISO_Li_Battery | physical | none | 1 | 0 | 0 | battery
ruling_list | HEBT WLA1 DRES | HEBT WLA1 DRES | 25 | CAISO_Li_Battery | physical | none | 1 | 0 | 1 | battery
ruling_list | Cascade Energy Storage | Cascade Energy Storage | 25 | CAISO_Li_Battery | physical | none | 1 | 0 | 0 | battery
ruling_list | AltaGas Pomona Energy Inc. - Pomona battery storage 1 - ES004 | AltaGas Pomona Energy Inc. - Pomona battery storage 1 - ES004 | 20 | CAISO_Li_Battery | physical | none | 1 | 0 | 0 | battery
ruling_list | Tesla - Mira Loma | Tesla - Mira Loma | 20 | CAISO_Li_Battery | physical | none | 1 | 0 | 0 | battery
ruling_list | Convergent OCES 1 | Convergent OCES 1 | 20 | CAISO_Li_Battery | physical | none | 1 | 0 | 0 | battery
ruling_list | Llagas Energy Storage | Llagas Energy Storage | 20 | CAISO_Li_Battery | physical | none | 1 | 0 | 0 | battery
ruling_list | HEBT WLA2 DRES | HEBT WLA2 DRES | 15 | CAISO_Li_Battery | physical | none | 1 | 0 | 1 | battery
ruling_list | Swell Energy VPP Fund 2019-I LLC | Swell Energy VPP Fund 2019-I LLC | 14 | CAISO_Li_Battery | physical | none | 1 | 0 | 0 | battery
ruling_list | Silverstrand Grid, LLC | Silverstrand Grid, LLC | 11 | CAISO_Li_Battery | physical | none | 1 | 0 | 0 | battery
ruling_list | 2014 SGIP-SCE | 2014 SGIP-SCE | 10.8 | CAISO_Li_Battery | physical | none | 1 | 0 | 1 | battery
ruling_list | Powin SBI, LLC | Powin SBI, LLC | 10 | CAISO_Li_Battery | physical | none | 1 | 0 | 0 | battery
ruling_list | HEJF1 | HEJF1 | 10 | CAISO_Li_Battery | physical | none | 1 | 0 | 1 | battery
ruling_list | SCE EGT - Grapeland | SCE EGT - Grapeland | 10 | CAISO_Li_Battery | physical | none | 1 | 0 | 0 | battery
ruling_list | SCE EGT - Center | SCE EGT - Center | 10 | CAISO_Li_Battery | physical | none | 1 | 0 | 0 | battery
ruling_list | Painter Energy Storage, LLC | Painter Energy Storage, LLC | 10 | CAISO_Li_Battery | physical | none | 1 | 0 | 0 | battery
ruling_list | Enel Bella Energy Storage, LLC | Enel Bella Energy Storage, LLC | 10 | CAISO_Li_Battery | physical | none | 1 | 0 | 0 | battery
ruling_list | Orni 34 LLC | Orni 34 LLC | 10 | CAISO_Li_Battery | physical | none | 1 | 0 | 0 | battery
ruling_list | Henrietta D Energy Storage | Henrietta D Energy Storage | 10 | CAISO_Li_Battery | physical | none | 1 | 0 | 0 | battery
ruling_list | mNOC AERS Energy Storage | mNOC AERS Energy Storage | 10 | CAISO_Li_Battery | physical | none | 1 | 0 | 0 | battery
ruling_list | Convergent OCES 2 | Convergent OCES 2 | 9 | CAISO_Li_Battery | physical | none | 1 | 0 | 0 | battery
ruling_list | Fallbrook BESS | Fallbrook BESS | 8.85 | CAISO_Li_Battery | physical | none | 1 | 0 | 0 | battery
ruling_list | Tehachapi Storage Project (TSP) | Tehachapi Storage Project (TSP) | 8 | CAISO_Li_Battery | physical | none | 1 | 0 | 0 | battery
ruling_list | Stem Energy DRES - 402039 | Stem Energy DRES - 402039 | 7 | CAISO_Li_Battery | physical | none | 1 | 0 | 0 | battery
ruling_list | Don Lee BSS | Don Lee BSS | 6.5 | CAISO_Li_Battery | physical | none | 1 | 0 | 0 | battery
ruling_list | 2012 GRC Energy storage - distribution | 2012 GRC Energy storage - distribution | 6.15 | CAISO_Li_Battery | physical | none | 1 | 0 | 0 | battery
ruling_list | Convergent OCES 3 | Convergent OCES 3 | 6 | CAISO_Li_Battery | physical | none | 1 | 0 | 0 | battery
ruling_list | HEBT Irvine1 DRES | HEBT Irvine1 DRES | 5 | CAISO_Li_Battery | physical | none | 1 | 0 | 0 | battery
ruling_list | HEBT Irvine2 DRES | HEBT Irvine2 DRES | 5 | CAISO_Li_Battery | physical | none | 1 | 0 | 0 | battery
ruling_list | Swell Energy Fund 1 | Swell Energy Fund 1 | 5 | CAISO_Li_Battery | physical | none | 1 | 0 | 0 | battery
ruling_list | HEJF2 | HEJF2 | 5 | CAISO_Li_Battery | physical | none | 1 | 0 | 1 | battery
ruling_list | Yerba Buena Battery Energy Storage System | Yerba Buena Battery Energy Storage System | 4 | CAISO_Li_Battery | physical | none | 1 | 0 | 0 | battery
ruling_list | Capristrano Energy Storage | Capristrano Energy Storage | 4 | CAISO_Li_Battery | physical | none | 1 | 0 | 0 | battery
ruling_list | Pomerado energy storage | Pomerado energy storage | 3 | CAISO_Li_Battery | physical | none | 1 | 0 | 0 | battery
ruling_list | Mercury 4 | Mercury 4 | 2.8 | CAISO_Li_Battery | physical | none | 1 | 0 | 0 | battery
ruling_list | Distribution Energy Storage Integration ("DESI") 1 | Distribution Energy Storage Integration ("DESI") 1 | 2.4 | CAISO_Li_Battery | physical | none | 1 | 0 | 0 | battery
ruling_list | Powin Energy - Milligan ESS 1 - ES001 | Powin Energy - Milligan ESS 1 - ES001 | 2 | CAISO_Li_Battery | physical | none | 1 | 0 | 0 | battery
ruling_list | Irvine Smart Grid-Containerized Energy Storage | Irvine Smart Grid-Containerized Energy Storage | 2 | CAISO_Li_Battery | physical | none | 1 | 0 | 0 | battery
ruling_list | Vaca-Dixon Battery Energy Storage System | Vaca-Dixon Battery Energy Storage System | 2 | CAISO_Li_Battery | physical | none | 1 | 0 | 0 | battery
ruling_list | Ice Bear PLS - 431058 | Ice Bear PLS - 431058 | 1.92 | CAISO_Li_Battery | physical | none | 1 | 0 | 0 | battery
ruling_list | Ice Bear PLS - 431061 | Ice Bear PLS - 431061 | 1.92 | CAISO_Li_Battery | physical | none | 1 | 0 | 0 | battery
ruling_list | Ice Bear PLS - 431064 | Ice Bear PLS - 431064 | 1.92 | CAISO_Li_Battery | physical | none | 1 | 0 | 0 | battery
ruling_list | Ice Bear PLS - 431067 | Ice Bear PLS - 431067 | 1.92 | CAISO_Li_Battery | physical | none | 1 | 0 | 0 | battery
ruling_list | Ice Bear PLS - 431070 | Ice Bear PLS - 431070 | 1.92 | CAISO_Li_Battery | physical | none | 1 | 0 | 0 | battery
ruling_list | Gonzales Bank 4 | Gonzales Bank 4 | 1.75 | CAISO_Li_Battery | physical | none | 1 | 0 | 0 | battery
ruling_list | PLS/TES - Mt San Antonio College | PLS/TES - Mt San Antonio College | 1.5 | CAISO_Li_Battery | physical | none | 1 | 0 | 0 | battery
ruling_list | Distribution Energy Storage Integration ("DESI") 2 | Distribution Energy Storage Integration ("DESI") 2 | 1.4 | CAISO_Li_Battery | physical | none | 1 | 0 | 0 | battery
ruling_list | W Power - Stanton - 1 | W Power - Stanton - 1 | 1.3 | CAISO_Li_Battery | physical | none | 1 | 0 | 0 | battery
ruling_list | Ice Bear PLS - 431145 | Ice Bear PLS - 431145 | 1.28 | CAISO_Li_Battery | physical | none | 1 | 0 | 0 | battery
ruling_list | Ice Bear PLS - 431148 | Ice Bear PLS - 431148 | 1.28 | CAISO_Li_Battery | physical | none | 1 | 0 | 0 | battery
ruling_list | Ice Bear PLS - 431151 | Ice Bear PLS - 431151 | 1.28 | CAISO_Li_Battery | physical | none | 1 | 0 | 0 | battery
ruling_list | Ice Bear PLS - 431154 | Ice Bear PLS - 431154 | 1.28 | CAISO_Li_Battery | physical | none | 1 | 0 | 0 | battery
ruling_list | Ice Bear PLS - 431157 | Ice Bear PLS - 431157 | 1.28 | CAISO_Li_Battery | physical | none | 1 | 0 | 0 | battery
ruling_list | Ice Bear PLS - 431163 | Ice Bear PLS - 431163 | 1.28 | CAISO_Li_Battery | physical | none | 1 | 0 | 0 | battery
ruling_list | Ice Bear PLS - 431166 | Ice Bear PLS - 431166 | 1.28 | CAISO_Li_Battery | physical | none | 1 | 0 | 0 | battery
ruling_list | PLS/TES - Lockheed Martin | PLS/TES - Lockheed Martin | 1.19 | CAISO_Li_Battery | physical | none | 1 | 0 | 0 | battery
ruling_list | PLS/TES - Molina Healthcare | PLS/TES - Molina Healthcare | 1.14 | CAISO_Li_Battery | physical | none | 1 | 0 | 0 | battery
ruling_list | Catalina Island Battery Storage | Catalina Island Battery Storage | 1 | CAISO_Li_Battery | physical | none | 1 | 0 | 0 | battery
ruling_list | Gonzales Bank 3 | Gonzales Bank 3 | 1 | CAISO_Li_Battery | physical | none | 1 | 0 | 0 | battery
ruling_list | PLS/TES - Long Beach Convention Center | PLS/TES - Long Beach Convention Center | 0.82 | CAISO_Li_Battery | physical | none | 1 | 0 | 0 | battery
ruling_list | PLS/TES - Golden West College | PLS/TES - Golden West College | 0.8 | CAISO_Li_Battery | physical | none | 1 | 0 | 0 | battery
ruling_list | PLS/TES - Chaffey College | PLS/TES - Chaffey College | 0.8 | CAISO_Li_Battery | physical | none | 1 | 0 | 0 | battery
ruling_list | PLS/TES - Cypress College | PLS/TES - Cypress College | 0.7 | CAISO_Li_Battery | physical | none | 1 | 0 | 0 | battery
ruling_list | V2G-LA AFB | V2G-LA AFB | 0.65 | CAISO_Li_Battery | physical | none | 1 | 0 | 1 | battery
ruling_list | PLS/TES - Santa Ana College Central | PLS/TES - Santa Ana College Central | 0.53 | CAISO_Li_Battery | physical | none | 1 | 0 | 0 | battery
ruling_list | Browns Valley Energy Storage | Browns Valley Energy Storage | 0.5 | CAISO_Li_Battery | physical | none | 1 | 0 | 0 | battery
ruling_list | Discovery Science Center | Discovery Science Center | 0.1 | CAISO_Li_Battery | physical | none | 1 | 0 | 0 | battery
ruling_list | Irvine Smart Grid- Residential ES Unit | Irvine Smart Grid- Residential ES Unit | 0.06 | CAISO_Li_Battery | physical | none | 1 | 0 | 0 | battery
ruling_list | Irvine Smart Grid-Community Energy Storge | Irvine Smart Grid-Community Energy Storge | 0.03 | CAISO_Li_Battery | physical | none | 1 | 0 | 0 | battery
ruling_list | Grayson 3-5 | Grayson 3-5 | 0 | LDWP_CCGT | physical | none | 1 | 0 | 1 | thermal
ruling_list | BRDWAY_7_UNIT 1 | Broadway Unit B-3 | 0 | LDWP_CCGT | physical | none | 1 | 0 | 1 | thermal
ruling_list | Magnolia Power Project (Biomethane portion) | Magnolia Power Project (Biomethane portion) | 0 | LDWP_CCGT | physical | none | 1 | 0 | 1 | thermal
ruling_list | VERNON_7_CTG1 | Malburg Generating Station | 0 | LDWP_CCGT | physical | none | 1 | 0 | 1 | thermal
added | sellers_choice |  | #N/A | sellers_choice | special | fillme_buyer, seller, approximate resource mix | 1 | 0 | fillme | unknown
ruling_list | RCKCRK_7_UNIT 2 | Rock Creek Powerhouse | 56.9 | CAISO_Small_Hydro | physical | none | 1 | 0 | 1 | hydro
ruling_list | DUTCH2_7_UNIT 1 | Nevada Irrigation District (NID) (RPS) - Dutch Flat / Rollins / Bowman | 42.6 | CAISO_Small_Hydro | physical | none | 1 | 0 | 1 | hydro
ruling_list | FRIANT_6_UNITS | Friant-Kern Hydro Facility (River Outlet, Madera Canal, F-K) | 30.57 | CAISO_Small_Hydro | physical | none | 1 | 0 | 1 | hydro
ruling_list | DMDVLY_1_GEN 1 | Diamond Valley Lake | 29.7 | CAISO_Small_Hydro | physical | none | 1 | 0 | 1 | hydro
ruling_list | Tieton | Tieton | 28.734 | CAISO_Small_Hydro | physical | none | 1 | 0 | 1 | hydro
ruling_list | KERRGN_1_UNIT 1 | Kern River No. 1 | 25.6 | CAISO_Small_Hydro | physical | none | 1 | 0 | 1 | hydro
ruling_list | KERKH1_7_UNIT 1 | Kerckhoff Powerhouse | 25.4 | CAISO_Small_Hydro | physical | none | 1 | 0 | 1 | hydro
ruling_list | FMEADO_7_UNIT | PCWA (RPS) - French Meadows / Oxbow / Hell Hole | 24.6 | CAISO_Small_Hydro | physical | none | 1 | 0 | 1 | hydro
ruling_list | ETIWND_6_MWDETI | Etiwanda - Metropolitan Water District (MWD) | 24 | CAISO_Small_Hydro | physical | none | 1 | 0 | 1 | hydro
ruling_list | PARDEB_2_UNIT 1 | Pardee Power Plant | 23.6 | CAISO_Small_Hydro | physical | none | 1 | 0 | 1 | hydro
ruling_list | KELYRG_6_UNIT | SFWP (RPS) - Sly Creek / Kelly Ridge | 23 | CAISO_Small_Hydro | physical | none | 1 | 0 | 1 | hydro
ruling_list | DUTCH1_7_UNIT 1 | Dutch Flat #1 Powerhouse | 22 | CAISO_Small_Hydro | physical | none | 1 | 0 | 1 | hydro
ruling_list | ELDORO_7_UNIT 1 | El Dorado Irrigation District | 22 | CAISO_Small_Hydro | physical | none | 1 | 0 | 1 | hydro
ruling_list | GRIZLY_1_UNIT 1 | Grizzly | 21 | CAISO_Small_Hydro | physical | none | 1 | 0 | 1 | hydro
ruling_list | WISHON_6_UNIT 1 | Wishon Powerhouse | 20 | CAISO_Small_Hydro | physical | none | 1 | 0 | 1 | hydro
ruling_list | DSABLA_7_UNIT | DeSabla Powerhouse | 18.5 | CAISO_Small_Hydro | physical | none | 1 | 0 | 1 | hydro
ruling_list | TULLCK_7_UNIT 1 | Tulloch | 17.1 | CAISO_Small_Hydro | physical | none | 1 | 0 | 1 | hydro
ruling_list | SNDBAR_7_UNIT 1 | Tri-Dam Authority | 16.2 | CAISO_Small_Hydro | physical | none | 1 | 0 | 1 | hydro
ruling_list | RIOBRV_6_UNIT 1 | Olcese Water District | 16 | CAISO_Small_Hydro | physical | none | 1 | 0 | 1 | hydro
ruling_list | BISHOP_1_UNITS | Bishop Creek No. 3 | 15.8 | CAISO_Small_Hydro | physical | none | 1 | 0 | 1 | hydro
ruling_list | HAYPRS_6_QFUNTS | Eif Haypress, LLC (Lwr) | 14.8 | CAISO_Small_Hydro | physical | none | 1 | 0 | 1 | hydro
ruling_list | WISE_1_UNIT 1 | Wise Powerhouse | 14.5 | CAISO_Small_Hydro | physical | none | 1 | 0 | 1 | hydro
ruling_list | WESTPT_2_UNIT | West Point Powerhouse | 14.5 | CAISO_Small_Hydro | physical | none | 1 | 0 | 1 | hydro
ruling_list | HALSEY_6_UNIT | Halsey Powerhouse | 13.5 | CAISO_Small_Hydro | physical | none | 1 | 0 | 1 | hydro
ruling_list | BISHOP_1_ALAMO | Bishop Creek No. 2 | 13.4 | CAISO_Small_Hydro | physical | none | 1 | 0 | 1 | hydro
ruling_list | COLEMN_2_UNIT | Coleman Powerhouse | 13 | CAISO_Small_Hydro | physical | none | 1 | 0 | 1 | hydro
ruling_list | MONTPH_7_UNITS | Solano Irrigation District (SID)(ID/WA) | 12.5 | CAISO_Small_Hydro | physical | none | 1 | 0 | 1 | hydro
ruling_list | VESTAL_6_QF | Daniel M. Bates | 12.3 | CAISO_Small_Hydro | physical | none | 1 | 0 | 1 | hydro
ruling_list | NAROW1_2_UNIT | Narrows #1 Powerhouse | 12 | CAISO_Small_Hydro | physical | none | 1 | 0 | 1 | hydro
ruling_list | NWCSTL_7_UNIT 1 | Newcastle Powerhouse | 12 | CAISO_Small_Hydro | physical | none | 1 | 0 | 1 | hydro
ruling_list | CONTRL_1_RUSHCK | Rush Creek | 11.94 | CAISO_Small_Hydro | physical | none | 1 | 0 | 1 | hydro
ruling_list | MONTPH_7_UNIT 1 | Solano Irrigation District (SID)(ID/WA) | 11.9 | CAISO_Small_Hydro | physical | none | 1 | 0 | 1 | hydro
ruling_list | KRNCNY_6_UNIT | Kern Canyon Powerhouse | 11.5 | CAISO_Small_Hydro | physical | none | 1 | 0 | 1 | hydro
ruling_list | BEARDS_7_UNIT 1 | Beardsley | 11.5 | CAISO_Small_Hydro | physical | none | 1 | 0 | 1 | hydro
ruling_list | MONLTH_6_BOREL | Borel | 11 | CAISO_Small_Hydro | physical | none | 1 | 0 | 1 | hydro
ruling_list | CONTRL_1_POOLE | Poole Plant | 10.9 | CAISO_Small_Hydro | physical | none | 1 | 0 | 1 | hydro
ruling_list | POTTER_6_UNIT 1 | Potter Valley Powerhouse | 9.2 | CAISO_Small_Hydro | physical | none | 1 | 0 | 1 | hydro
ruling_list | VOLTA_2_UNIT 1 | Volta 1 Powerhouse | 9.1 | CAISO_Small_Hydro | physical | none | 1 | 0 | 1 | hydro
ruling_list | HATCR1_7_UNIT | Hat Creek #1 Powerhouse | 8.5 | CAISO_Small_Hydro | physical | none | 1 | 0 | 1 | hydro
ruling_list | PLACVL_1_CHILIB | Chili Bar Powerhouse | 8.4 | CAISO_Small_Hydro | physical | none | 1 | 0 | 1 | hydro
ruling_list | INSKIP_2_UNIT | Inskip Powerhouse | 8 | CAISO_Small_Hydro | physical | none | 1 | 0 | 1 | hydro
ruling_list | DEERCR_6_UNIT 1 | Deer Creek Powerhouse | 7 | CAISO_Small_Hydro | physical | none | 1 | 0 | 1 | hydro
ruling_list | SPRGAP_1_UNIT 1 | Spring Gap Powerhouse | 7 | CAISO_Small_Hydro | physical | none | 1 | 0 | 1 | hydro
ruling_list | SPAULD_6_UNIT 1 | Spaulding #1 Powerhouse | 7 | CAISO_Small_Hydro | physical | none | 1 | 0 | 1 | hydro
ruling_list | COVERD_2_QFUNTS | Mega Renewables (Hatchet Crk) | 7 | CAISO_Small_Hydro | physical | none | 1 | 0 | 1 | hydro
ruling_list | SBERDO_2_SNTANA | Santa Ana No. 1 | 6.95 | CAISO_Small_Hydro | physical | none | 1 | 0 | 1 | hydro
ruling_list | SPAULD_6_UNIT 3 | Spaulding #3 Powerhouse | 6.5 | CAISO_Small_Hydro | physical | none | 1 | 0 | 1 | hydro
ruling_list | CNTRVL_6_UNIT | Centerville Powerhouse | 6.4 | CAISO_Small_Hydro | physical | none | 1 | 0 | 1 | hydro
ruling_list | SPRGVL_2_TULE | Tule Powerhouse | 6.4 | CAISO_Small_Hydro | physical | none | 1 | 0 | 1 | hydro
ruling_list | BLCKBT_2_STONEY | Black Butte | 6.2 | CAISO_Small_Hydro | physical | none | 1 | 0 | 1 | hydro
ruling_list | OLSEN_2_UNIT | Olsen Power Partners | 5.8 | CAISO_Small_Hydro | physical | none | 1 | 0 | 1 | hydro
ruling_list | CCRITA_7_RPPCHF | SDCWA - Rancho Penasquitos Hydro | 5.25 | CAISO_Small_Hydro | physical | none | 1 | 0 | 1 | hydro
ruling_list | Rugraw Inc. (Lassen Lodge Hydro) | Rugraw Inc. (Lassen Lodge Hydro) | 5 | CAISO_Small_Hydro | physical | none | 1 | 0 | 1 | hydro
ruling_list | ELKCRK_6_STONYG | Stony Gorge | 5 | CAISO_Small_Hydro | physical | none | 1 | 0 | 1 | hydro
ruling_list | RHONDO_2_QF | LA CO Flood Control District ** | 4.975 | CAISO_Small_Hydro | physical | none | 1 | 0 | 1 | hydro
ruling_list | HMLTBR_6_UNITS | Hamilton Branch Powerhouse | 4.9 | CAISO_Small_Hydro | physical | none | 1 | 0 | 1 | hydro
ruling_list | FROGTN_7_UTICA | Murphys | 4.5 | CAISO_Small_Hydro | physical | none | 1 | 0 | 1 | hydro
ruling_list | SPAULD_6_UNIT 2 | Spaulding #2 Powerhouse | 4.4 | CAISO_Small_Hydro | physical | none | 1 | 0 | 1 | hydro
ruling_list | CRNEVL_6_SJQN 3 | San Joaquin #3 Powerhouse | 4.2 | CAISO_Small_Hydro | physical | none | 1 | 0 | 1 | hydro
ruling_list | SBERDO_6_MILLCK | Mill Creek No. 1 | 3.93 | CAISO_Small_Hydro | physical | none | 1 | 0 | 1 | hydro
ruling_list | GYSRVL_7_WSPRNG | Warm Springs | 3.75 | CAISO_Small_Hydro | physical | none | 1 | 0 | 1 | hydro
ruling_list | BOWMN_6_HYDRO | Nevada Irrigation District/Bowman Hyroelectric Project | 3.6 | CAISO_Small_Hydro | physical | none | 1 | 0 | 1 | hydro
ruling_list | MERCFL_6_UNIT | Merced Falls Powerhouse | 3.5 | CAISO_Small_Hydro | physical | none | 1 | 0 | 1 | hydro
ruling_list | UKIAH_7_LAKEMN | Lake Mendocino | 3.5 | CAISO_Small_Hydro | physical | none | 1 | 0 | 1 | hydro
ruling_list | KILARC_2_UNIT 1 | Kilarc Powerhouse | 3.2 | CAISO_Small_Hydro | physical | none | 1 | 0 | 1 | hydro
ruling_list | CRNEVL_6_SJQN 2 | San Joaquin #2 Powerhouse | 3.2 | CAISO_Small_Hydro | physical | none | 1 | 0 | 1 | hydro
ruling_list | TKOPWR_2_UNIT | Tko Power (South Bear Creek) | 3 | CAISO_Small_Hydro | physical | none | 1 | 0 | 1 | hydro
ruling_list | CONTRL_1_LUNDY | Lundy | 3 | CAISO_Small_Hydro | physical | none | 1 | 0 | 1 | hydro
ruling_list | AZUSA_2_HYDRO | Azusa | 3 | CAISO_Small_Hydro | physical | none | 1 | 0 | 1 | hydro
ruling_list | TKOPWR_6_HYDRO | TKO Power Inc. (South Bear Creek) | 2.834 | CAISO_Small_Hydro | physical | none | 1 | 0 | 1 | hydro
ruling_list | ETIWND_2_FONTNA | Fontana | 2.56 | CAISO_Small_Hydro | physical | none | 1 | 0 | 1 | hydro
ruling_list | SPRGVL_2_TULESC | Tule River | 2.5 | CAISO_Small_Hydro | physical | none | 1 | 0 | 1 | hydro
ruling_list | RECTOR_2_KAWH 1 | Kaweah No. 1 | 2.25 | CAISO_Small_Hydro | physical | none | 1 | 0 | 1 | hydro
ruling_list | SPICER_1_UNIT 1 | Spicer | 2.2212 | CAISO_Small_Hydro | physical | none | 1 | 0 | 1 | hydro
ruling_list | LOWGAP_7_MATHEW | Humboldt Bay MWD | 2 | CAISO_Small_Hydro | physical | none | 1 | 0 | 1 | hydro
ruling_list | CLRKRD_6_LIMESD | Lime Saddle Powerhouse | 2 | CAISO_Small_Hydro | physical | none | 1 | 0 | 1 | hydro
ruling_list | COWCRK_2_UNIT | Cow Creek Powerhouse | 2 | CAISO_Small_Hydro | physical | none | 1 | 0 | 1 | hydro
ruling_list | PHOENX_1_UNIT | Phoenix Powerhouse | 2 | CAISO_Small_Hydro | physical | none | 1 | 0 | 1 | hydro
ruling_list | HATLOS_6_QFUNTS | Mega Renewables (Bidwell Ditch) | 2 | CAISO_Small_Hydro | physical | none | 1 | 0 | 1 | hydro
ruling_list | MSSION_2_QF | Badger Filtration Plant | 2 | CAISO_Small_Hydro | physical | none | 1 | 0 | 1 | hydro
ruling_list | SNCLRA_6_QF | Camrosa County Water District | 1.65 | CAISO_Small_Hydro | physical | none | 1 | 0 | 1 | hydro
ruling_list | Nimbus | Nimbus | 1.5687 | CAISO_Small_Hydro | physical | none | 1 | 0 | 1 | hydro
ruling_list | TOADTW_6_UNIT | Toadtown Powerhouse | 1.5 | CAISO_Small_Hydro | physical | none | 1 | 0 | 1 | hydro
ruling_list | City of Escondido - Bear Valley | City of Escondido - Bear Valley | 1.5 | CAISO_Small_Hydro | physical | none | 1 | 0 | 1 | hydro
ruling_list | BRDGVL_7_BAKER | Baker Creek Hydroelectric Project (SB32) | 1.495 | CAISO_Small_Hydro | physical | none | 1 | 0 | 1 | hydro
ruling_list | SPRGVL_2_QF | Lower Tule River Irrigation Dist. (f/k/a 4028) | 1.4 | CAISO_Small_Hydro | physical | none | 1 | 0 | 1 | hydro
ruling_list | BUCKCK_7_OAKFLT | Oak Flat Powerhouse | 1.3 | CAISO_Small_Hydro | physical | none | 1 | 0 | 1 | hydro
ruling_list | Calleguas MWD (East Portal Hydroelectric Generating Station, f/k/a 4022) | Calleguas MWD (East Portal Hydroelectric Generating Station, f/k/a 4022) | 1.25 | CAISO_Small_Hydro | physical | none | 1 | 0 | 1 | hydro
ruling_list | KANAKA_1_UNIT | Sts Hydropower Ltd. (Kanaka) | 1.1 | CAISO_Small_Hydro | physical | none | 1 | 0 | 1 | hydro
ruling_list | Browns Valley Irrigation District FiT | Browns Valley Irrigation District FiT | 1.04 | CAISO_Small_Hydro | physical | none | 1 | 0 | 1 | hydro
ruling_list | BNNIEN_7_ALTAPH | Alta Powerhouse | 1 | CAISO_Small_Hydro | physical | none | 1 | 0 | 1 | hydro
ruling_list | VOLTA_2_UNIT 2 | Volta 2 Powerhouse | 1 | CAISO_Small_Hydro | physical | none | 1 | 0 | 1 | hydro
ruling_list | Calleguas MWD (Springville Hydro) (f/k/a 4152) | Calleguas MWD (Springville Hydro) (f/k/a 4152) | 1 | CAISO_Small_Hydro | physical | none | 1 | 0 | 1 | hydro
ruling_list | CLOVER_2_UNIT | Hydro Partners (Clover Creek) | 0.999 | CAISO_Small_Hydro | physical | none | 1 | 0 | 1 | hydro
ruling_list | Mill Sulphur Creek Project (SB32) (ReMAT) | Mill Sulphur Creek Project (SB32) (ReMAT) | 0.995 | CAISO_Small_Hydro | physical | none | 1 | 0 | 1 | hydro
ruling_list | LOWGAP_1_SUPHR | Mill & Sulphur Creek | 0.995 | CAISO_Small_Hydro | physical | none | 1 | 0 | 1 | hydro
ruling_list | BUCKCK_2_HYDRO | Lassen Station Hydro (SB32) | 0.995 | CAISO_Small_Hydro | physical | none | 1 | 0 | 1 | hydro
ruling_list | Wolfsen Bypass FiT | Wolfsen Bypass FiT | 0.98 | CAISO_Small_Hydro | physical | none | 1 | 0 | 1 | hydro
ruling_list | STOREY_2_MDRCH4 | Site 1923 (Madera Chowchilla) | 0.92 | CAISO_Small_Hydro | physical | none | 1 | 0 | 1 | hydro
ruling_list | CURTIS_1_CANLCK | Canal Creek Power Plant (RETA) | 0.9 | CAISO_Small_Hydro | physical | none | 1 | 0 | 1 | hydro
ruling_list | CRNEVL_6_CRNVA | Crane Valley Powerhouse | 0.9 | CAISO_Small_Hydro | physical | none | 1 | 0 | 1 | hydro
ruling_list | Monte Vista Water District (f/k/a 4147) | Monte Vista Water District (f/k/a 4147) | 0.865 | CAISO_Small_Hydro | physical | none | 1 | 0 | 1 | hydro
ruling_list | Isabella Fishflow Hydroelectric Project LLC | Isabella Fishflow Hydroelectric Project LLC | 0.86 | CAISO_Small_Hydro | physical | none | 1 | 0 | 1 | hydro
ruling_list | METCLF_1_QF | Santa Clara Valley Water Dist. | 0.8 | CAISO_Small_Hydro | physical | none | 1 | 0 | 1 | hydro
ruling_list | MOORPK_6_QF | Calleguas MWD (Conejos, f/k/a 4010) | 0.8 | CAISO_Small_Hydro | physical | none | 1 | 0 | 1 | hydro
ruling_list | Gibralter Conduit Hydroelectric Plant (f/k/a 4012) | Gibralter Conduit Hydroelectric Plant (f/k/a 4012) | 0.75 | CAISO_Small_Hydro | physical | none | 1 | 0 | 1 | hydro
ruling_list | VOLTA_6_DIGHYD | Digger Creek Hydro | 0.65 | CAISO_Small_Hydro | physical | none | 1 | 0 | 1 | hydro
ruling_list | San Luis Bypass FiT | San Luis Bypass FiT | 0.6 | CAISO_Small_Hydro | physical | none | 1 | 0 | 1 | hydro
ruling_list | Tunnel Hill Hydroelectric Project | Tunnel Hill Hydroelectric Project | 0.6 | CAISO_Small_Hydro | physical | none | 1 | 0 | 1 | hydro
ruling_list | STOREY_2_MDRCH2 | Site 1174 (Madera Chowchilla) | 0.563 | CAISO_Small_Hydro | physical | none | 1 | 0 | 1 | hydro
ruling_list | T&G Hydro | T&G Hydro | 0.52 | CAISO_Small_Hydro | physical | none | 1 | 0 | 1 | hydro
ruling_list | Three Valleys MWD (Miramar) | Three Valleys MWD (Miramar) | 0.52 | CAISO_Small_Hydro | physical | none | 1 | 0 | 1 | hydro
ruling_list | CTNWDP_1_QF | Hat Creek Hereford Ranch | 0.5 | CAISO_Small_Hydro | physical | none | 1 | 0 | 1 | hydro
ruling_list | CSCHYD_2_UNIT 2 | High Line Canal | 0.5 | CAISO_Small_Hydro | physical | none | 1 | 0 | 1 | hydro
ruling_list | Eagle Hydro | Eagle Hydro | 0.48 | CAISO_Small_Hydro | physical | none | 1 | 0 | 1 | hydro
ruling_list | Olivenhain Municipal Water District | Olivenhain Municipal Water District | 0.45 | CAISO_Small_Hydro | physical | none | 1 | 0 | 1 | hydro
ruling_list | Graeagle | Graeagle | 0.44 | CAISO_Small_Hydro | physical | none | 1 | 0 | 1 | hydro
ruling_list | Stampede | Stampede | 0.42414 | CAISO_Small_Hydro | physical | none | 1 | 0 | 1 | hydro
ruling_list | STOREY_2_MDRCH3 | Site 1302 (Madera Chowchilla) | 0.424 | CAISO_Small_Hydro | physical | none | 1 | 0 | 1 | hydro
ruling_list | CRNEVL_6_SJQN 1 | San Joaquin #1-A Powerhouse | 0.4 | CAISO_Small_Hydro | physical | none | 1 | 0 | 1 | hydro
ruling_list | Buckeye Hydroelectric Project | Buckeye Hydroelectric Project | 0.4 | CAISO_Small_Hydro | physical | none | 1 | 0 | 1 | hydro
ruling_list | GOLETA_2_QF | Montecito Water District | 0.4 | CAISO_Small_Hydro | physical | none | 1 | 0 | 1 | hydro
ruling_list | McFadden Hydroelectric Facility (SB32) | McFadden Hydroelectric Facility (SB32) | 0.356 | CAISO_Small_Hydro | physical | none | 1 | 0 | 1 | hydro
ruling_list | City of Oceanside - San Francisco Peak Hydro Plant | City of Oceanside - San Francisco Peak Hydro Plant | 0.35 | CAISO_Small_Hydro | physical | none | 1 | 0 | 1 | hydro
ruling_list | Vecino Vineyards FiT | Vecino Vineyards FiT | 0.33 | CAISO_Small_Hydro | physical | none | 1 | 0 | 1 | hydro
ruling_list | California Water Service Company (PV Station 37) | California Water Service Company (PV Station 37) | 0.325 | CAISO_Small_Hydro | physical | none | 1 | 0 | 1 | hydro
ruling_list | PCWA- Lincoln Metering and Hydroelectric Station | PCWA- Lincoln Metering and Hydroelectric Station | 0.32 | CAISO_Small_Hydro | physical | none | 1 | 0 | 1 | hydro
ruling_list | Arbuckle Mountain Hydro | Arbuckle Mountain Hydro | 0.3 | CAISO_Small_Hydro | physical | none | 1 | 0 | 1 | hydro
ruling_list | Cedar Flat | Cedar Flat | 0.3 | CAISO_Small_Hydro | physical | none | 1 | 0 | 1 | hydro
ruling_list | White Mountain Ranch LLC (f/k/a 4006) | White Mountain Ranch LLC (f/k/a 4006) | 0.29 | CAISO_Small_Hydro | physical | none | 1 | 0 | 1 | hydro
ruling_list | Goose Valley Hydro (SB32) | Goose Valley Hydro (SB32) | 0.28 | CAISO_Small_Hydro | physical | none | 1 | 0 | 1 | hydro
ruling_list | Eric And Debbie Wattenburg | Eric And Debbie Wattenburg | 0.275 | CAISO_Small_Hydro | physical | none | 1 | 0 | 1 | hydro
ruling_list | Calleguas MWD - Unit 3 (Santa Rosa) | Calleguas MWD - Unit 3 (Santa Rosa) | 0.25 | CAISO_Small_Hydro | physical | none | 1 | 0 | 1 | hydro
ruling_list | Bishop Tungsten Development, LLC | Bishop Tungsten Development, LLC | 0.25 | CAISO_Small_Hydro | physical | none | 1 | 0 | 1 | hydro
ruling_list | Goleta Water District (Van Horne) (f/k/a 4055) | Goleta Water District (Van Horne) (f/k/a 4055) | 0.25 | CAISO_Small_Hydro | physical | none | 1 | 0 | 1 | hydro
ruling_list | Clover Leaf | Clover Leaf | 0.2 | CAISO_Small_Hydro | physical | none | 1 | 0 | 1 | hydro
ruling_list | BARRE_2_QF | City of Santa Ana | 0.2 | CAISO_Small_Hydro | physical | none | 1 | 0 | 1 | hydro
ruling_list | VISTA_6_QF | San Bernardino MWD | 0.18 | CAISO_Small_Hydro | physical | none | 1 | 0 | 1 | hydro
ruling_list | Richard Moss | Richard Moss | 0.155 | CAISO_Small_Hydro | physical | none | 1 | 0 | 1 | hydro
ruling_list | Mini Hydro | Mini Hydro | 0.15 | CAISO_Small_Hydro | physical | none | 1 | 0 | 1 | hydro
ruling_list | Walnut Valley Water District | Walnut Valley Water District | 0.125 | CAISO_Small_Hydro | physical | none | 1 | 0 | 1 | hydro
ruling_list | Cox Ave Hydro | Cox Ave Hydro | 0.112 | CAISO_Small_Hydro | physical | none | 1 | 0 | 1 | hydro
ruling_list | Steve & Bonnie Tetrick | Steve & Bonnie Tetrick | 0.1 | CAISO_Small_Hydro | physical | none | 1 | 0 | 1 | hydro
ruling_list | David O. Harde | David O. Harde | 0.1 | CAISO_Small_Hydro | physical | none | 1 | 0 | 1 | hydro
ruling_list | Calaveras PUD-Hydro #1 | Calaveras PUD-Hydro #1 | 0.09 | CAISO_Small_Hydro | physical | none | 1 | 0 | 1 | hydro
ruling_list | Calaveras PUD-Hydro #2 | Calaveras PUD-Hydro #2 | 0.09 | CAISO_Small_Hydro | physical | none | 1 | 0 | 1 | hydro
ruling_list | Calaveras PUD-Hydro #3 | Calaveras PUD-Hydro #3 | 0.09 | CAISO_Small_Hydro | physical | none | 1 | 0 | 1 | hydro
ruling_list | John Neerhout Jr. | John Neerhout Jr. | 0.085 | CAISO_Small_Hydro | physical | none | 1 | 0 | 1 | hydro
ruling_list | San Bernardino MWD (Unit 3) | San Bernardino MWD (Unit 3) | 0.075 | CAISO_Small_Hydro | physical | none | 1 | 0 | 1 | hydro
ruling_list | Mesa Consolidated Water District | Mesa Consolidated Water District | 0.05 | CAISO_Small_Hydro | physical | none | 1 | 0 | 1 | hydro
ruling_list | LEWSTN_7_UNIT 1 | Lewiston | 0.040671 | CAISO_Small_Hydro | physical | none | 1 | 0 | 1 | hydro
ruling_list | Wright Ranch Hydroelectric (fka Bertha Wright Bertillion) | Wright Ranch Hydroelectric (fka Bertha Wright Bertillion) | 0.04 | CAISO_Small_Hydro | physical | none | 1 | 0 | 1 | hydro
ruling_list | SGE Site 1 | SGE Site 1 | 0.0375 | CAISO_Small_Hydro | physical | none | 1 | 0 | 1 | hydro
ruling_list | Walnut Valley Water District (#2) | Walnut Valley Water District (#2) | 0.025 | CAISO_Small_Hydro | physical | none | 1 | 0 | 1 | hydro
ruling_list | RECTOR_2_KAWH 2 | Kaweah No. 2 | 0 | CAISO_Small_Hydro | physical | none | 1 | 0 | 1 | hydro
ruling_list | RECTOR_2_KAWH 3 | Kaweah No. 3 | 0 | CAISO_Small_Hydro | physical | none | 1 | 0 | 1 | hydro
ruling_list | BGCRK1_7_PORTAL | Portal Power Plant | 0 | CAISO_Small_Hydro | physical | none | 1 | 0 | 1 | hydro
ruling_list | Desert Water Agency (Snow Creek) | Desert Water Agency (Snow Creek) | 0 | CAISO_Small_Hydro | physical | none | 1 | 0 | 1 | hydro
ruling_list | TOPAZ_2_SOLAR | Topaz Solar Farm | 550 | CAISO_Solar | physical | none | 1 | 0 | 1 | solar
ruling_list | Tribal Solar, LLC | Tribal Solar, LLC | 328 | CAISO_Solar | physical | none | 1 | 0 | 1 | solar
ruling_list | SLSTR1_2_SOLAR1 | Solar Star California XIX, LLC (AVPV I) | 310 | CAISO_Solar | physical | none | 1 | 0 | 1 | solar
ruling_list | DSRTSN_2_SOLAR2 | Desert Center Solar Farm | 300 | CAISO_Solar | physical | none | 1 | 0 | 1 | solar
ruling_list | DSRTSL_2_SOLAR1 | Desert Stateline | 300 | CAISO_Solar | physical | none | 1 | 0 | 1 | solar
ruling_list | AGUCAL_5_SOLAR1 | Agua Caliente Solar Project | 290 | CAISO_Solar | physical | none | 1 | 0 | 1 | solar
ruling_list | SLSTR2_2_SOLAR2 | Solar Star California XX, LLC (AVPV II) | 276 | CAISO_Solar | physical | none | 1 | 0 | 1 | solar
ruling_list | SANDLT_2_SUNITS | Mojave Solar Project | 275 | CAISO_Solar | physical | none | 1 | 0 | 1 | solar
ruling_list | 93LF 8ME LLC (Mount Signal V) | 93LF 8ME LLC (Mount Signal V) | 252.32 | CAISO_Solar | physical | none | 1 | 0 | 1 | solar
ruling_list | GENESI_2_STG | Genesis Solar (Station) Energy Project | 250 | CAISO_Solar | physical | none | 1 | 0 | 1 | solar
ruling_list | DSRTSN_2_SOLAR1 | Desert Sunlight 250, LLC | 250 | CAISO_Solar | physical | none | 1 | 0 | 1 | solar
ruling_list | PRIMM_2_SOLAR1 | Silver State Solar Power, LLC | 250 | CAISO_Solar | physical | none | 1 | 0 | 1 | solar
ruling_list | BLKCRK_2_SOLAR1 | McCoy Solar, LLC | 250 | CAISO_Solar | physical | none | 1 | 0 | 1 | solar
ruling_list | Panoche Valley Solar, LLC | Panoche Valley Solar, LLC | 246.713 | CAISO_Solar | physical | none | 1 | 0 | 1 | solar
ruling_list | AVSOLR_2_SOLAR | AV Solar Ranch One | 241.5 | CAISO_Solar | physical | none | 1 | 0 | 1 | solar
ruling_list | CAVLSR_2_RSOLAR | High Plains Ranch II | 210 | CAISO_Solar | physical | none | 1 | 0 | 1 | solar
ruling_list | IVSLRP_2_SOLAR1 | Imperial Valley Solar 1, LLC - Silver Ridge Mt. Signal | 200 | CAISO_Solar | physical | none | 1 | 0 | 1 | solar
ruling_list | RE: Tranquility 8 | RE: Tranquility 8 | 200 | CAISO_Solar | physical | none | 1 | 0 | 1 | solar
ruling_list | Wright Solar Park | Wright Solar Park | 200 | CAISO_Solar | physical | none | 1 | 0 | 1 | solar
ruling_list | GARLND_2_GASLR | RE Garland, LLC | 186.96 | CAISO_Solar | physical | none | 1 | 0 | 1 | solar
ruling_list | MSOLAR_2_SOLAR1 | Mesquite Solar 1 | 165 | CAISO_Solar | physical | none | 1 | 0 | 1 | solar
ruling_list | North Rosamond Solar, LLC | North Rosamond Solar, LLC | 160 | CAISO_Solar | physical | none | 1 | 0 | 1 | solar
ruling_list | Sun Streams, LLC | Sun Streams, LLC | 160 | CAISO_Solar | physical | none | 1 | 0 | 1 | solar
ruling_list | COPMT2_2_SOLAR2 | Copper Mountain Solar 2 | 155 | CAISO_Solar | physical | none | 1 | 0 | 1 | solar
ruling_list | 88FT 8ME LLC (Mount Signal II) | 88FT 8ME LLC (Mount Signal II) | 153.52 | CAISO_Solar | physical | none | 1 | 0 | 1 | solar
ruling_list | MSOLAR_2_SOLAR3 | Mesquite Solar 3, LLC | 152 | CAISO_Solar | physical | none | 1 | 0 | 1 | solar
ruling_list | California Flats Solar Project | California Flats Solar Project | 150 | CAISO_Solar | physical | none | 1 | 0 | 1 | solar
ruling_list | IVWEST_2_SOLAR1 | CSolar IV West - Imperial Solar Energy Center-West | 150 | CAISO_Solar | physical | none | 1 | 0 | 1 | solar
ruling_list | CPVERD_2_SOLAR | Campo Verde Solar | 139 | CAISO_Solar | physical | none | 1 | 0 | 1 | solar
ruling_list | Blythe Solar III, LLC | Blythe Solar III, LLC | 136.8 | CAISO_Solar | physical | none | 1 | 0 | 0 | solar
ruling_list | IVANPA_1_UNIT2 | Solar Partners I, LLC (Ivanpah) | 133 | CAISO_Solar | physical | none | 1 | 0 | 1 | solar
ruling_list | DRACKR_2_SOLAR2 | Blythe Solar II, LLC | 131.2 | CAISO_Solar | physical | none | 1 | 0 | 1 | solar
ruling_list | CSLR4S_2_SOLAR | CSolar IV South - Imperial Solar Energy Center-South | 130 | CAISO_Solar | physical | none | 1 | 0 | 1 | solar
ruling_list | American Kings Solar, LLC | American Kings Solar, LLC | 128 | CAISO_Solar | physical | none | 1 | 0 | 0 | solar
ruling_list | IVANPA_1_UNIT3 | Ivanpah Unit 3 | 126.1 | CAISO_Solar | physical | none | 1 | 0 | 1 | solar
ruling_list | CNTNLA_2_SOLAR1 | Centinela Solar Energy Facility (Centinela I) | 125 | CAISO_Solar | physical | none | 1 | 0 | 1 | solar
ruling_list | IVANPA_1_UNIT1 | Ivanpah Unit 1 | 114.46 | CAISO_Solar | physical | none | 1 | 0 | 1 | solar
ruling_list | Valentine Solar, LLC | Valentine Solar, LLC | 111.2 | CAISO_Solar | physical | none | 1 | 0 | 1 | solar
ruling_list | CATLNA_2_SOLAR | Catalina Solar | 110 | CAISO_Solar | physical | none | 1 | 0 | 1 | solar
ruling_list | DRACKR_2_SOLAR1 | Dracker Solar Unit 1 | 110 | CAISO_Solar | physical | none | 1 | 0 | 1 | solar
ruling_list | SLST13_2_SOLAR1 | Solar Star California XIII, LLC (Quinto) | 108 | CAISO_Solar | physical | none | 1 | 0 | 1 | solar
ruling_list | Willow Springs Solar, LLC | Willow Springs Solar, LLC | 108 | CAISO_Solar | physical | none | 1 | 0 | 1 | solar
ruling_list | Antelope II Expansion | Antelope II Expansion | 105 | CAISO_Solar | physical | none | 1 | 0 | 1 | solar
ruling_list | Sunshine Valley Solar, LLC | Sunshine Valley Solar, LLC | 104 | CAISO_Solar | physical | none | 1 | 0 | 1 | solar
ruling_list | Mesquite Solar 2 | Mesquite Solar 2 | 100.815 | CAISO_Solar | physical | none | 1 | 0 | 1 | solar
ruling_list | HENRTS_1_SOLAR | Henrietta Solar | 100 | CAISO_Solar | physical | none | 1 | 0 | 1 | solar
ruling_list | ASTORA_2_SOLAR1 | RE Astoria LLC | 100 | CAISO_Solar | physical | none | 1 | 0 | 1 | solar
ruling_list | Mustang 2 | Mustang 2 | 100 | CAISO_Solar | physical | none | 1 | 0 | 1 | solar
ruling_list | COPMT4_2_SOLAR4 | Copper Mountain Solar 4, LLC | 93.6 | CAISO_Solar | physical | none | 1 | 0 | 1 | solar
ruling_list | KRAMER_2_SEGS89 | Luz Solar Partners Ltd. VIII | 92 | CAISO_Solar | physical | none | 1 | 0 | 1 | solar
ruling_list | BIGSKY_2_SOLAR6 | Solverde 1 | 85 | CAISO_Solar | physical | none | 1 | 0 | 1 | solar
ruling_list | Desert Harvest | Desert Harvest | 80 | CAISO_Solar | physical | none | 1 | 0 | 1 | solar
ruling_list | ASTORA_2_SOLAR2 | Astoria 2 | 75 | CAISO_Solar | physical | none | 1 | 0 | 1 | solar
ruling_list | NEENCH_6_SOLAR | Alpine Solar Project | 66 | CAISO_Solar | physical | none | 1 | 0 | 1 | solar
ruling_list | MNDOTA_1_SOLAR1 | North Star Solar | 60 | CAISO_Solar | physical | none | 1 | 0 | 1 | solar
ruling_list | LAMONT_1_SOLAR1 | Regulus Solar, LLC | 60 | CAISO_Solar | physical | none | 1 | 0 | 1 | solar
ruling_list | EXCLSG_1_SOLAR | Excelsior Solar | 60 | CAISO_Solar | physical | none | 1 | 0 | 1 | solar
ruling_list | RTEDDY_2_SOLAR2 | Rosamond West Solar 2 | 55 | CAISO_Solar | physical | none | 1 | 0 | 1 | solar
ruling_list | RTEDDY_2_SOLAR1 | Rosamond West Solar 1 | 54 | CAISO_Solar | physical | none | 1 | 0 | 1 | solar
ruling_list | 41MB 8ME LLC | 41MB 8ME LLC | 51.3 | CAISO_Solar | physical | none | 1 | 0 | 0 | solar
ruling_list | ALPSLR_1_SPSSLR | Alpaugh 50 | 50 | CAISO_Solar | physical | none | 1 | 0 | 1 | solar
ruling_list | Midway Solar Farm I | Midway Solar Farm I | 50 | CAISO_Solar | physical | none | 1 | 0 | 0 | solar
ruling_list | BIGSKY_2_SOLAR7 | Big Sky Solar 1 | 50 | CAISO_Solar | physical | none | 1 | 0 | 1 | solar
ruling_list | Little Bear 4 | Little Bear 4 | 50 | CAISO_Solar | physical | none | 1 | 0 | 1 | solar
ruling_list | Little Bear 5 | Little Bear 5 | 50 | CAISO_Solar | physical | none | 1 | 0 | 1 | solar
ruling_list | COPMTN_2_SOLAR1 | CM48 (fka Sempra Copper Mountain 1) | 48 | CAISO_Solar | physical | none | 1 | 0 | 1 | solar
ruling_list | CNTNLA_2_SOLAR2 | Centinela Solar Energy Facility Expansion (Centinela II) | 45.6 | CAISO_Solar | physical | none | 1 | 0 | 1 | solar
ruling_list | Tierra del Sol Solar Farm | Tierra del Sol Solar Farm | 45 | CAISO_Solar | physical | none | 1 | 0 | 1 | solar
ruling_list | CAVLSR_2_BSOLAR | High Plains Ranch III | 40 | CAISO_Solar | physical | none | 1 | 0 | 1 | solar
ruling_list | Cuyama Solar Array | Cuyama Solar Array | 40 | CAISO_Solar | physical | none | 1 | 0 | 1 | solar
ruling_list | BIGSKY_2_SOLAR2 | Big Sky Solar 4 | 40 | CAISO_Solar | physical | none | 1 | 0 | 1 | solar
ruling_list | MSTANG_2_SOLAR3 | Mustang 3 | 40 | CAISO_Solar | physical | none | 1 | 0 | 1 | solar
ruling_list | Little Bear 1 | Little Bear 1 | 40 | CAISO_Solar | physical | none | 1 | 0 | 1 | solar
ruling_list | KRAMER_1_SEGS37 | Luz Solar Partners Ltd. VI | 35 | CAISO_Solar | physical | none | 1 | 0 | 1 | solar
ruling_list | KRAMER_1_SEGSR3 | Luz Solar Partners Ltd, III (SEGS III) (f/k/a 5017) | 30 | CAISO_Solar | physical | none | 1 | 0 | 1 | solar
ruling_list | KRAMER_1_SEGSR4 | Luz Solar Partners Ltd, IV (SEGS IV) (f/k/a 5018) | 30 | CAISO_Solar | physical | none | 1 | 0 | 1 | solar
ruling_list | MSTANG_2_SOLAR | Mustang | 30 | CAISO_Solar | physical | none | 1 | 0 | 1 | solar
ruling_list | MSTANG_2_SOLAR4 | Mustang 4 | 30 | CAISO_Solar | physical | none | 1 | 0 | 1 | solar
ruling_list | LAMONT_1_SOLAR4 | Hayworth Solar Farm | 27 | CAISO_Solar | physical | none | 1 | 0 | 1 | solar
ruling_list | BREGGO_6_SOLAR | NRG Solar Borrego | 26 | CAISO_Solar | physical | none | 1 | 0 | 1 | solar
ruling_list | BLYTHE_1_SOLAR1 | NRG Solar Blythe LLC | 21 | CAISO_Solar | physical | none | 1 | 0 | 1 | solar
ruling_list | LHILLS_6_SOLAR1 | CED Lost Hills Solar, LLC (fka Blackwell Solar Park, LLC) - RAM 4 | 20 | CAISO_Solar | physical | none | 1 | 0 | 1 | solar
ruling_list | STROUD_6_SOLAR | Stroud Solar Station | 20 | CAISO_Solar | physical | none | 1 | 0 | 1 | solar
ruling_list | CANTUA_1_SOLAR | Cantua Solar Station | 20 | CAISO_Solar | physical | none | 1 | 0 | 1 | solar
ruling_list | HURON_6_SOLAR | Huron Solar Station | 20 | CAISO_Solar | physical | none | 1 | 0 | 1 | solar
ruling_list | GATES_2_SOLAR | Gates Solar Station | 20 | CAISO_Solar | physical | none | 1 | 0 | 1 | solar
ruling_list | GUERNS_6_SOLAR | Guernsey Solar Station | 20 | CAISO_Solar | physical | none | 1 | 0 | 1 | solar
ruling_list | Maricopa West Solar PV 2, LLC | Maricopa West Solar PV 2, LLC | 20 | CAISO_Solar | physical | none | 1 | 0 | 1 | solar
ruling_list | OROLOM_1_SOLAR1 | Sunray 20 | 20 | CAISO_Solar | physical | none | 1 | 0 | 1 | solar
ruling_list | KANSAS_6_SOLAR | Kansas South - PV 1 | 20 | CAISO_Solar | physical | none | 1 | 0 | 1 | solar
ruling_list | ALPSLR_1_NTHSLR | Alpaugh North | 20 | CAISO_Solar | physical | none | 1 | 0 | 1 | solar
ruling_list | ATWELL_1_SOLAR | Atwell Island | 20 | CAISO_Solar | physical | none | 1 | 0 | 1 | solar
ruling_list | WAUKNA_1_SOLAR | Corcoran | 20 | CAISO_Solar | physical | none | 1 | 0 | 1 | solar
ruling_list | AVENAL_6_SUNCTY | Sun City Project (Eurus) | 20 | CAISO_Solar | physical | none | 1 | 0 | 1 | solar
ruling_list | OLIVEP_1_SOLAR | White River | 20 | CAISO_Solar | physical | none | 1 | 0 | 1 | solar
ruling_list | LEPRFD_1_KANSAS | Kansas | 20 | CAISO_Solar | physical | none | 1 | 0 | 1 | solar
ruling_list | Lost Hills Solar | Lost Hills Solar | 20 | CAISO_Solar | physical | none | 1 | 0 | 1 | solar
ruling_list | ACACIA_6_SOLAR | West Antelope - RAM 1 | 20 | CAISO_Solar | physical | none | 1 | 0 | 1 | solar
ruling_list | PLAINV_6_BSOLAR | Western Antelope Blue Sky Ranch A - RAM 1 | 20 | CAISO_Solar | physical | none | 1 | 0 | 1 | solar
ruling_list | KNTSTH_6_SOLAR | Kent South - PV 2 | 20 | CAISO_Solar | physical | none | 1 | 0 | 1 | solar
ruling_list | SKERN_6_SOLAR1 | Algonquin SKIC 20 Solar - PV 2 | 20 | CAISO_Solar | physical | none | 1 | 0 | 1 | solar
ruling_list | VICTOR_1_SOLAR2 | Alamo Solar, LLC - RAM 2 | 20 | CAISO_Solar | physical | none | 1 | 0 | 1 | solar
ruling_list | CORCAN_1_SOLAR1 | CID Solar PV Project - RAM 2 | 20 | CAISO_Solar | physical | none | 1 | 0 | 1 | solar
ruling_list | 7STDRD_1_SOLAR1 | Shafter Solar - RAM 3 | 20 | CAISO_Solar | physical | none | 1 | 0 | 1 | solar
ruling_list | OLDRV1_6_SOLAR | RE Old River One - RAM 3 | 20 | CAISO_Solar | physical | none | 1 | 0 | 1 | solar
ruling_list | RSMSLR_6_SOLAR2 | RE Rosamond Two, LLC | 20 | CAISO_Solar | physical | none | 1 | 0 | 1 | solar
ruling_list | GLOW_6_SOLAR | TA - High Desert LLC (Antelope) | 20 | CAISO_Solar | physical | none | 1 | 0 | 1 | solar
ruling_list | ADOBEE_1_SOLAR | Adobe Solar, LLC | 20 | CAISO_Solar | physical | none | 1 | 0 | 1 | solar
ruling_list | PLAINV_6_SOLARC | Central Antelope Dry Ranch C, LLC (A&R) | 20 | CAISO_Solar | physical | none | 1 | 0 | 1 | solar
ruling_list | PLAINV_6_NLRSR1 | North Lancaster Ranch, LLC (A&R) | 20 | CAISO_Solar | physical | none | 1 | 0 | 1 | solar
ruling_list | PLAINV_6_SOLAR3 | Sierra Solar Greenworks, LLC (A&R) | 20 | CAISO_Solar | physical | none | 1 | 0 | 1 | solar
ruling_list | VESTAL_2_SOLAR1 | Nicolis, LLC (Weldon Solar) | 20 | CAISO_Solar | physical | none | 1 | 0 | 1 | solar
ruling_list | VICTOR_1_LVSLR2 | Lone Valley Solar Park II, LLC (f/k/a Marathon) | 20 | CAISO_Solar | physical | none | 1 | 0 | 1 | solar
ruling_list | TWISSL_6_SOLAR1 | Coronal Lost Hills, LLC | 20 | CAISO_Solar | physical | none | 1 | 0 | 1 | solar
ruling_list | VEGA_6_SOLAR1 | Vega Solar, LLC | 20 | CAISO_Solar | physical | none | 1 | 0 | 1 | solar
ruling_list | PMPJCK_1_SOLAR1 | Pumpjack Solar I, LLC | 20 | CAISO_Solar | physical | none | 1 | 0 | 1 | solar
ruling_list | WLDWD_1_SOLAR1 | Wildwood Solar I, LLC | 20 | CAISO_Solar | physical | none | 1 | 0 | 1 | solar
ruling_list | VICTOR_1_SOLAR4 | Adelanto Solar, LLC | 20 | CAISO_Solar | physical | none | 1 | 0 | 1 | solar
ruling_list | OASIS_6_SOLAR2 | NRG Solar Oasis LLC | 20 | CAISO_Solar | physical | none | 1 | 0 | 1 | solar
ruling_list | ATWEL2_1_SOLAR1 | CED Atwell Island West, LLC | 20 | CAISO_Solar | physical | none | 1 | 0 | 1 | solar
ruling_list | MOJAVW_2_SOLAR | SEPV Mojave West, LLC | 20 | CAISO_Solar | physical | none | 1 | 0 | 1 | solar
ruling_list | ADERA_1_SOLAR1 | Adera Solar | 20 | CAISO_Solar | physical | none | 1 | 0 | 1 | solar
ruling_list | TORTLA_1_SOLAR | Longboat Solar, LLC | 20 | CAISO_Solar | physical | none | 1 | 0 | 1 | solar
ruling_list | GLDFGR_6_SOLAR1 | Portal Ridge Solar B, LLC | 20 | CAISO_Solar | physical | none | 1 | 0 | 1 | solar
ruling_list | PMPJCK_1_SOLAR2 | Rio Bravo Solar I, LLC | 20 | CAISO_Solar | physical | none | 1 | 0 | 1 | solar
ruling_list | PMPJCK_1_RB2SLR | Rio Bravo Solar II, LLC | 20 | CAISO_Solar | physical | none | 1 | 0 | 1 | solar
ruling_list | Jacumba Solar, LLC | Jacumba Solar, LLC | 20 | CAISO_Solar | physical | none | 1 | 0 | 1 | solar
ruling_list | GARLND_2_GASLRA | RE Garland A, LLC | 20 | CAISO_Solar | physical | none | 1 | 0 | 1 | solar
ruling_list | CEDUCR_2_SOLAR1 | SR Solis Vestal Almond, LLC | 20 | CAISO_Solar | physical | none | 1 | 0 | 1 | solar
ruling_list | CEDUCR_2_SOLAR2 | SR Solis Vestal Herder, LLC | 20 | CAISO_Solar | physical | none | 1 | 0 | 1 | solar
ruling_list | CEDUCR_2_SOLAR4 | SR Solis Vestal Fireman, LLC | 20 | CAISO_Solar | physical | none | 1 | 0 | 1 | solar
ruling_list | Joshua Tree Solar Farm, LLC | Joshua Tree Solar Farm, LLC | 20 | CAISO_Solar | physical | none | 1 | 0 | 1 | solar
ruling_list | MARCPW_6_SOLAR1 | Maricopa West | 20 | CAISO_Solar | physical | none | 1 | 0 | 1 | solar
ruling_list | FRESHW_1_SOLAR1 | CED Corcoran Solar 3, LLC (PV 3 RFO) | 20 | CAISO_Solar | physical | none | 1 | 0 | 1 | solar
ruling_list | PAIGES_6_SOLAR | Westside Solar, LLC (1) (PV 3 RFO) | 20 | CAISO_Solar | physical | none | 1 | 0 | 1 | solar
ruling_list | RE: Walker Pass | RE: Walker Pass | 20 | CAISO_Solar | physical | none | 1 | 0 | 1 | solar
ruling_list | Midway Solar Farm III | Midway Solar Farm III | 20 | CAISO_Solar | physical | none | 1 | 0 | 1 | solar
ruling_list | Bayshore Solar A | Bayshore Solar A | 20 | CAISO_Solar | physical | none | 1 | 0 | 1 | solar
ruling_list | Bayshore Solar C | Bayshore Solar C | 20 | CAISO_Solar | physical | none | 1 | 0 | 1 | solar
ruling_list | Bayshore Solar B | Bayshore Solar B | 20 | CAISO_Solar | physical | none | 1 | 0 | 1 | solar
ruling_list | San Joaquin 1A | San Joaquin 1A | 20 | CAISO_Solar | physical | none | 1 | 0 | 1 | solar
ruling_list | Antelope DSR 3, LLC | Antelope DSR 3, LLC | 20 | CAISO_Solar | physical | none | 1 | 0 | 1 | solar
ruling_list | Windhub Solar A Solar Project | Windhub Solar A Solar Project | 20 | CAISO_Solar | physical | none | 1 | 0 | 1 | solar
ruling_list | EEKTMN_6_SOLAR1 | EE K Solar 1 - Kettleman Solar | 20 | CAISO_Solar | physical | none | 1 | 0 | 1 | solar
ruling_list | VALLEY_5_SOLAR2 | AP North Lake Solar - Diamond Valley Lake Solar | 20 | CAISO_Solar | physical | none | 1 | 0 | 1 | solar
ruling_list | RSMSLR_6_SOLAR1 | RE Rosamond One | 20 | CAISO_Solar | physical | none | 1 | 0 | 1 | solar
ruling_list | BIGSKY_2_SOLAR1 | Antelope Big Sky Ranch | 20 | CAISO_Solar | physical | none | 1 | 0 | 1 | solar
ruling_list | BIGSKY_2_SOLAR4 | Western Antelope Blue Sky Ranch B | 20 | CAISO_Solar | physical | none | 1 | 0 | 1 | solar
ruling_list | BLYTHE_1_SOLAR2 | Blythe Green 1 | 20 | CAISO_Solar | physical | none | 1 | 0 | 1 | solar
ruling_list | CRWCKS_1_SOLAR1 | Crow Creek Solar 1 | 20 | CAISO_Solar | physical | none | 1 | 0 | 1 | solar
ruling_list | KNGBRD_2_SOLAR1 | Kingbird Solar A | 20 | CAISO_Solar | physical | none | 1 | 0 | 1 | solar
ruling_list | KNGBRD_2_SOLAR2 | Kingbird Solar B | 20 | CAISO_Solar | physical | none | 1 | 0 | 1 | solar
ruling_list | Little Bear 3 | Little Bear 3 | 20 | CAISO_Solar | physical | none | 1 | 0 | 1 | solar
ruling_list | OLIVEP_1_SOLAR2 | White River Solar 2 - RAM 2 | 19.75 | CAISO_Solar | physical | none | 1 | 0 | 1 | solar
ruling_list | WAUKNA_1_SOLAR2 | CED Corcoran Solar 2, LLC | 19.75 | CAISO_Solar | physical | none | 1 | 0 | 1 | solar
ruling_list | AVENAL_6_SANDDG | Sand Drag (Eurus) | 19 | CAISO_Solar | physical | none | 1 | 0 | 1 | solar
ruling_list | CUMBIA_1_SOLAR | Columbia Solar Energy | 19 | CAISO_Solar | physical | none | 1 | 0 | 1 | solar
ruling_list | ADMEST_6_SOLAR | RE Adams East | 19 | CAISO_Solar | physical | none | 1 | 0 | 1 | solar
ruling_list | DEVERS_1_SOLAR | Cascade Solar | 18.5 | CAISO_Solar | physical | none | 1 | 0 | 1 | solar
ruling_list | JAYNE_6_WLSLR | Westlands Solar Farms PV1 | 18 | CAISO_Solar | physical | none | 1 | 0 | 1 | solar
ruling_list | CATLNA_2_SOLAR2 | Catalina Solar 2, LLC | 18 | CAISO_Solar | physical | none | 1 | 0 | 1 | solar
ruling_list | Maricopa East Solar PV2, LLC | Maricopa East Solar PV2, LLC | 18 | CAISO_Solar | physical | none | 1 | 0 | 1 | solar
ruling_list | VICTOR_1_SOLAR1 | RE Victor Phelan Solar One, LLC | 17.5 | CAISO_Solar | physical | none | 1 | 0 | 1 | solar
ruling_list | SDG&E Solar Energy Project | SDG&E Solar Energy Project | 17 | CAISO_Solar | physical | none | 1 | 0 | 1 | solar
ruling_list | LAMONT_1_SOLAR5 | 67RK 8ME, LLC | 16.66 | CAISO_Solar | physical | none | 1 | 0 | 1 | solar
ruling_list | LAMONT_1_SOLAR3 | Woodmere Solar Farm - RAM 4 | 15 | CAISO_Solar | physical | none | 1 | 0 | 1 | solar
ruling_list | SCHNDR_1_WSTSDE | Westside Solar Station | 15 | CAISO_Solar | physical | none | 1 | 0 | 1 | solar
ruling_list | SCHNDR_1_FIVPTS | Five Points Solar Station | 15 | CAISO_Solar | physical | none | 1 | 0 | 1 | solar
ruling_list | MRLSDS_6_SOLAR1 | Morelos Del Sol - RAM 3 | 15 | CAISO_Solar | physical | none | 1 | 0 | 1 | solar
ruling_list | WLDWD_1_SOLAR2 | Wildwood Solar II, LLC | 15 | CAISO_Solar | physical | none | 1 | 0 | 1 | solar
ruling_list | CEDUCR_2_SOLAR3 | SR Solis Crown, LLC | 15 | CAISO_Solar | physical | none | 1 | 0 | 1 | solar
ruling_list | CAMLOT_2_SOLAR2 | Columbia Two, LLC | 15 | CAISO_Solar | physical | none | 1 | 0 | 1 | solar
ruling_list | San Jacinto Solar 14.5, LLC | San Jacinto Solar 14.5, LLC | 14.5 | CAISO_Solar | physical | none | 1 | 0 | 1 | solar
ruling_list | VESTAL_2_SOLAR2 | Tropico, LLC (Great Lakes) | 14 | CAISO_Solar | physical | none | 1 | 0 | 1 | solar
ruling_list | SEGS_1_SEGS2 | Sunray Energy, Inc. | 13.8 | CAISO_Solar | physical | none | 1 | 0 | 1 | solar
ruling_list | SUNRAY SEGS I | SUNRAY SEGS I | 13.8 | CAISO_Solar | physical | none | 1 | 0 | 1 | solar
ruling_list | Java Solar | Java Solar | 13.5 | CAISO_Solar | physical | none | 1 | 0 | 1 | solar
ruling_list | ARVINN_6_ORION1 | Orion Solar - PV 1 | 12 | CAISO_Solar | physical | none | 1 | 0 | 1 | solar
ruling_list | Blackwell Solar | Blackwell Solar | 12 | CAISO_Solar | physical | none | 1 | 0 | 1 | solar
ruling_list | DEVERS_1_SOLAR1 | SPVP008 - Ontario | 12 | CAISO_Solar | physical | none | 1 | 0 | 1 | solar
ruling_list | GOOSLK_1_SOLAR1 | Cottonwood Goose Lake LLC | 12 | CAISO_Solar | physical | none | 1 | 0 | 1 | solar
ruling_list | GLDFGR_6_SOLAR2 | Portal Ridge Solar C Project | 11.4 | CAISO_Solar | physical | none | 1 | 0 | 1 | solar
ruling_list | CORCAN_1_SOLAR2 | Corcoran City | 11 | CAISO_Solar | physical | none | 1 | 0 | 1 | solar
ruling_list | GIFFEN_6_SOLAR | Giffen Solar Station | 10 | CAISO_Solar | physical | none | 1 | 0 | 1 | solar
ruling_list | GATES_2_WSOLAR | West Gates Solar Station | 10 | CAISO_Solar | physical | none | 1 | 0 | 1 | solar
ruling_list | OROLOM_1_SOLAR2 | SR Solis Oro Loma Teresina, LLC- Project B | 10 | CAISO_Solar | physical | none | 1 | 0 | 1 | solar
ruling_list | COPMTN_2_CM10 | CM10 (fka Sempra El Dorado Solar) | 10 | CAISO_Solar | physical | none | 1 | 0 | 1 | solar
ruling_list | GLDTWN_6_COLUM3 | RE Columbia Three LLC | 10 | CAISO_Solar | physical | none | 1 | 0 | 1 | solar
ruling_list | VICTOR_1_LVSLR1 | Lone Valley Solar Park I, LLC (f/k/a Agincourt) | 10 | CAISO_Solar | physical | none | 1 | 0 | 1 | solar
ruling_list | PMDLET_6_SOLAR1 | SEPV Palmdale East, LLC | 10 | CAISO_Solar | physical | none | 1 | 0 | 1 | solar
ruling_list | SKERN_6_SOLAR2 | Algonquin SKIC 10 Solar, LLC | 10 | CAISO_Solar | physical | none | 1 | 0 | 1 | solar
ruling_list | Sun Edison Victorville Solar | Sun Edison Victorville Solar | 10 | CAISO_Solar | physical | none | 1 | 0 | 1 | solar
ruling_list | PLAINV_6_DSOLAR | Western Antelope Dry Ranch | 10 | CAISO_Solar | physical | none | 1 | 0 | 1 | solar
ruling_list | PBLOSM_2_SOLAR | PearBlossom | 9.5 | CAISO_Solar | physical | none | 1 | 0 | 1 | solar
ruling_list | DEVERS_1_SOLAR2 | SPVP009 - Ontario | 9 | CAISO_Solar | physical | none | 1 | 0 | 1 | solar
ruling_list | Aspiration Solar G LLC (1) (PV 3 RFO) | Aspiration Solar G LLC (1) (PV 3 RFO) | 9 | CAISO_Solar | physical | none | 1 | 0 | 1 | solar
ruling_list | VALLEY_5_RTS044 | SPVP044 - Perris | 8 | CAISO_Solar | physical | none | 1 | 0 | 1 | solar
ruling_list | ARVINN_6_ORION2 | Orion Solar II, LLC | 8 | CAISO_Solar | physical | none | 1 | 0 | 1 | solar
ruling_list | AVENAL_6_AVSLR1 | SR Solis Rocket, LLC - Project A | 7.9 | CAISO_Solar | physical | none | 1 | 0 | 1 | solar
ruling_list | AVENAL_6_AVSLR2 | SR Solis Rocket, LLC - Project B | 7.9 | CAISO_Solar | physical | none | 1 | 0 | 1 | solar
ruling_list | RVSIDE_6_SOLAR1 | Tequesquite Landfill Solar Project | 7.5 | CAISO_Solar | physical | none | 1 | 0 | 1 | solar
ruling_list | VICTOR_1_SOLAR3 | Adelanto Solar 2 | 7 | CAISO_Solar | physical | none | 1 | 0 | 1 | solar
ruling_list | 50001 SCWA North and South Ponds | 50001 SCWA North and South Ponds | 7 | CAISO_Solar | physical | none | 1 | 0 | 1 | solar
ruling_list | American Solar Greenworks, LLC (A&R) | American Solar Greenworks, LLC (A&R) | 6.5 | CAISO_Solar | physical | none | 1 | 0 | 1 | solar
ruling_list | DELSUR_6_SOLAR1 | FTS Project Owner 1, LLC (Summer North) | 6.5 | CAISO_Solar | physical | none | 1 | 0 | 1 | solar
ruling_list | BREGGO_6_DEGRSL | Desert Green Solar Farm | 6.3 | CAISO_Solar | physical | none | 1 | 0 | 1 | solar
ruling_list | AVENAL_6_AVPARK | Avenal Park (Eurus) | 6 | CAISO_Solar | physical | none | 1 | 0 | 1 | solar
ruling_list | ETIWND_2_RTS026 | SPVP026 - Rialto | 6 | CAISO_Solar | physical | none | 1 | 0 | 1 | solar
ruling_list | MIRLOM_2_ONTARO | SPVP006 - Ontario | 5.5 | CAISO_Solar | physical | none | 1 | 0 | 1 | solar
ruling_list | San Jacinto Solar 5.5, LLC | San Jacinto Solar 5.5, LLC | 5.5 | CAISO_Solar | physical | none | 1 | 0 | 1 | solar
ruling_list | MENBIO_6_RENEW1 | CalRENEW-1 (1st Amended & Restated) | 5 | CAISO_Solar | physical | none | 1 | 0 | 1 | solar
ruling_list | VESTAL_2_RTS042 | SPVP042 - Porterville | 5 | CAISO_Solar | physical | none | 1 | 0 | 1 | solar
ruling_list | SBERDO_2_RTS048 | SPVP048 - Redlands | 5 | CAISO_Solar | physical | none | 1 | 0 | 1 | solar
ruling_list | GLDTWN_6_SOLAR | RE Rio Grande, LLC | 5 | CAISO_Solar | physical | none | 1 | 0 | 1 | solar
ruling_list | DELSUR_6_DRYFRB | Lancaster Dry Farm Ranch B, LLC | 5 | CAISO_Solar | physical | none | 1 | 0 | 1 | solar
ruling_list | VICTOR_1_VDRYFA | Victor Dry Farm Ranch A, LLC | 5 | CAISO_Solar | physical | none | 1 | 0 | 1 | solar
ruling_list | VICTOR_1_VDRYFB | Victor Dry Farm Ranch B, LLC | 5 | CAISO_Solar | physical | none | 1 | 0 | 1 | solar
ruling_list | MNDOTA_1_SOLAR2 | Citizen Solar B, LLC | 5 | CAISO_Solar | physical | none | 1 | 0 | 1 | solar
ruling_list | LITLRK_6_SOLAR1 | Lancaster Little Rock C LLC | 5 | CAISO_Solar | physical | none | 1 | 0 | 1 | solar
ruling_list | SunE- Victorville | SunE- Victorville | 5 | CAISO_Solar | physical | none | 1 | 0 | 1 | solar
ruling_list | CRELMN_6_RAMON2 | Sol Orchard 21 - Ramona 2 | 5 | CAISO_Solar | physical | none | 1 | 0 | 1 | solar
ruling_list | VLCNTR_6_VCSLR2 | Sol Orchard 23 - Valley Center 2 | 5 | CAISO_Solar | physical | none | 1 | 0 | 1 | solar
ruling_list | BIGSKY_2_SOLAR5 | Big Sky Solar 2 | 5 | CAISO_Solar | physical | none | 1 | 0 | 1 | solar
ruling_list | MARTIN_1_SUNSET | Sunset Reservoir North Basin | 4.96 | CAISO_Solar | physical | none | 1 | 0 | 1 | solar
ruling_list | GARNET_1_SOLAR | North Palm Springs #4A | 4.12 | CAISO_Solar | physical | none | 1 | 0 | 1 | solar
ruling_list | GARNET_1_SOLAR2 | Garnet Solar Power Generation Station, 1 LLC | 4 | CAISO_Solar | physical | none | 1 | 0 | 1 | solar
ruling_list | Lancaster Solar 1 | Lancaster Solar 1 | 3.75 | CAISO_Solar | physical | none | 1 | 0 | 1 | solar
ruling_list | SBERDO_2_RTS011 | SPVP011 - Redlands | 3.5 | CAISO_Solar | physical | none | 1 | 0 | 1 | solar
ruling_list | SBERDO_2_RTS013 | SPVP013 - Redlands | 3.5 | CAISO_Solar | physical | none | 1 | 0 | 1 | solar
ruling_list | ETIWND_2_RTS017 | SPVP017 - Fontana | 3.5 | CAISO_Solar | physical | none | 1 | 0 | 1 | solar
ruling_list | VISTA_2_RTS028 | SPVP028 - San Bernardino | 3.5 | CAISO_Solar | physical | none | 1 | 0 | 1 | solar
ruling_list | SunE- Mission Pomona | SunE- Mission Pomona | 3.5 | CAISO_Solar | physical | none | 1 | 0 | 1 | solar
ruling_list | ETIWND_2_RTS015 | SPVP015 - Fontana | 3 | CAISO_Solar | physical | none | 1 | 0 | 1 | solar
ruling_list | LITLRK_6_SOLAR4 | Little Rock - Pham Solar PV, LLC | 3 | CAISO_Solar | physical | none | 1 | 0 | 1 | solar
ruling_list | US Topco Energy, Inc. (Soccer Center) | US Topco Energy, Inc. (Soccer Center) | 3 | CAISO_Solar | physical | none | 1 | 0 | 1 | solar
ruling_list | PVNavitator, LLC | PVNavitator, LLC | 3 | CAISO_Solar | physical | none | 1 | 0 | 1 | solar
ruling_list | ROSMND_6_SOLAR | Lancaster WAD B, LLC | 3 | CAISO_Solar | physical | none | 1 | 0 | 1 | solar
ruling_list | LILIAC_6_SOLAR | NLP Granger A82, LLC | 3 | CAISO_Solar | physical | none | 1 | 0 | 1 | solar
ruling_list | Central Antelope Dry Ranch B, LLC | Central Antelope Dry Ranch B, LLC | 3 | CAISO_Solar | physical | none | 1 | 0 | 1 | solar
ruling_list | Oak Leaf Solar X (SB32) | Oak Leaf Solar X (SB32) | 3 | CAISO_Solar | physical | none | 1 | 0 | 1 | solar
ruling_list | AVS Phase 2 | AVS Phase 2 | 3 | CAISO_Solar | physical | none | 1 | 0 | 1 | solar
ruling_list | SEPV Boulevard 2 | SEPV Boulevard 2 | 2.9 | CAISO_Solar | physical | none | 1 | 0 | 1 | solar
ruling_list | SBERDO_2_RTS005 | SPVP005 - Redlands | 2.5 | CAISO_Solar | physical | none | 1 | 0 | 1 | solar
ruling_list | SBERDO_2_RTS007 | SPVP007 - Redlands | 2.5 | CAISO_Solar | physical | none | 1 | 0 | 1 | solar
ruling_list | ETIWND_2_RTS023 | SPVP023 - Fontana | 2.5 | CAISO_Solar | physical | none | 1 | 0 | 1 | solar
ruling_list | Sol Orchard 22 - Valley Center 1 | Sol Orchard 22 - Valley Center 1 | 2.5 | CAISO_Solar | physical | none | 1 | 0 | 1 | solar
ruling_list | Colton Solar One LLC | Colton Solar One LLC | 2.5 | CAISO_Solar | physical | none | 1 | 0 | 1 | solar
ruling_list | GRIDLY_6_SOLAR | Gridley Main Two | 2.5 | CAISO_Solar | physical | none | 1 | 0 | 1 | solar
ruling_list | BUCKWD_1_NPALM1 | North Palm Springs #1A | 2.4 | CAISO_Solar | physical | none | 1 | 0 | 1 | solar
ruling_list | VLCNTR_6_VCSLR | NLP Valley Center Solar, LLC | 2.33 | CAISO_Solar | physical | none | 1 | 0 | 1 | solar
ruling_list | Pristine Sun - 2245 Gentry (SB32) | Pristine Sun - 2245 Gentry (SB32) | 2.3 | CAISO_Solar | physical | none | 1 | 0 | 1 | solar
ruling_list | 2241 Alavi (SB32) | 2241 Alavi (SB32) | 2.1 | CAISO_Solar | physical | none | 1 | 0 | 1 | solar
ruling_list | PUTHCR_1_SOLAR1 | Putah Creek Solar Farms (SB32) | 2 | CAISO_Solar | physical | none | 1 | 0 | 1 | solar
ruling_list | Peterson Rd. Solar I (SB32) (ReMAT) | Peterson Rd. Solar I (SB32) (ReMAT) | 2 | CAISO_Solar | physical | none | 1 | 0 | 1 | solar
ruling_list | Camden 1 FIT (GASNA 30P) | Camden 1 FIT (GASNA 30P) | 2 | CAISO_Solar | physical | none | 1 | 0 | 1 | solar
ruling_list | Gustine 1 FIT 2 (GASNA 60P) | Gustine 1 FIT 2 (GASNA 60P) | 2 | CAISO_Solar | physical | none | 1 | 0 | 1 | solar
ruling_list | Vaca Dixon Solar Station | Vaca Dixon Solar Station | 2 | CAISO_Solar | physical | none | 1 | 0 | 1 | solar
ruling_list | SBERDO_2_REDLND | SPVP022 - Redlands | 2 | CAISO_Solar | physical | none | 1 | 0 | 1 | solar
ruling_list | ETIWND_2_RTS027 | SPVP027 - Rialto | 2 | CAISO_Solar | physical | none | 1 | 0 | 1 | solar
ruling_list | LITLRK_6_SEPV01 | SEPV1, LLC | 2 | CAISO_Solar | physical | none | 1 | 0 | 1 | solar
ruling_list | DEVERS_1_SEPV05 | SEPV2, LLC | 2 | CAISO_Solar | physical | none | 1 | 0 | 1 | solar
ruling_list | VICTOR_1_EXSLRA | Expressway Solar A | 2 | CAISO_Solar | physical | none | 1 | 0 | 1 | solar
ruling_list | VICTOR_1_EXSLRB | Expressway Solar B | 2 | CAISO_Solar | physical | none | 1 | 0 | 1 | solar
ruling_list | LITLRK_6_SOLAR2 | FTS Master Tenant 2, LLC (SEPV18) | 2 | CAISO_Solar | physical | none | 1 | 0 | 1 | solar
ruling_list | CHINO_2_JURUPA | California PV Energy, LLC (Jurupa Ave) | 2 | CAISO_Solar | physical | none | 1 | 0 | 1 | solar
ruling_list | DELAMO_2_SOLAR6 | Freeway Springs | 2 | CAISO_Solar | physical | none | 1 | 0 | 1 | solar
ruling_list | ETIWND_2_SOLAR5 | Dulles | 2 | CAISO_Solar | physical | none | 1 | 0 | 1 | solar
ruling_list | CRELMN_6_RAMON1 | Sol Orchard 20 - Ramona 1 | 2 | CAISO_Solar | physical | none | 1 | 0 | 1 | solar
ruling_list | OCI Solar Lakeside | OCI Solar Lakeside | 2 | CAISO_Solar | physical | none | 1 | 0 | 1 | solar
ruling_list | Pala (SDG&E Solar Energy Project) | Pala (SDG&E Solar Energy Project) | 2 | CAISO_Solar | physical | none | 1 | 0 | 1 | solar
ruling_list | One Ten Partners, LLC | One Ten Partners, LLC | 2 | CAISO_Solar | physical | none | 1 | 0 | 1 | solar
ruling_list | Anaheim Solar Energy Plant | Anaheim Solar Energy Plant | 2 | CAISO_Solar | physical | none | 1 | 0 | 1 | solar
ruling_list | Southeast Wastwater Treatment Plant/CCSF | Southeast Wastwater Treatment Plant/CCSF | 2 | CAISO_Solar | physical | none | 1 | 0 | 1 | solar
ruling_list | 50002 SCWA R1 & R2 Ponds | 50002 SCWA R1 & R2 Ponds | 2 | CAISO_Solar | physical | none | 1 | 0 | 1 | solar
ruling_list | 50004 SCWA R5 Pond | 50004 SCWA R5 Pond | 2 | CAISO_Solar | physical | none | 1 | 0 | 1 | solar
ruling_list | 2275 Hattesen (SB32) | 2275 Hattesen (SB32) | 1.88 | CAISO_Solar | physical | none | 1 | 0 | 1 | solar
ruling_list | SunE- Cucamonga Ontario West | SunE- Cucamonga Ontario West | 1.88 | CAISO_Solar | physical | none | 1 | 0 | 1 | solar
ruling_list | Boomer Solar 18 | Boomer Solar 18 | 1.76 | CAISO_Solar | physical | none | 1 | 0 | 1 | solar
ruling_list | RGA2 Solar (SB32) (ReMAT) | RGA2 Solar (SB32) (ReMAT) | 1.75 | CAISO_Solar | physical | none | 1 | 0 | 1 | solar
ruling_list | PADUA_2_SOLAR1 | Rancho Cucamonga Distribution Center 1 | 1.75 | CAISO_Solar | physical | none | 1 | 0 | 1 | solar
ruling_list | DELAMO_2_SOLAR2 | Golden Springs Bldg M | 1.75 | CAISO_Solar | physical | none | 1 | 0 | 1 | solar
ruling_list | SunE- Quarry Corona | SunE- Quarry Corona | 1.75 | CAISO_Solar | physical | none | 1 | 0 | 1 | solar
ruling_list | 2235 Leong | 2235 Leong | 1.75 | CAISO_Solar | physical | none | 1 | 0 | 1 | solar
ruling_list | 2184 Gruber (SB32) | 2184 Gruber (SB32) | 1.52 | CAISO_Solar | physical | none | 1 | 0 | 1 | solar
ruling_list | HENRTA_6_SOLAR1 | ImMODO- Lemoore 1 | 1.5 | CAISO_Solar | physical | none | 1 | 0 | 1 | solar
ruling_list | S_RITA_6_SOLAR1 | NDP1 (SB32) | 1.5 | CAISO_Solar | physical | none | 1 | 0 | 1 | solar
ruling_list | PEORIA_1_SOLAR | Fresh Air Energy IV, LLC - Sonora 1 | 1.5 | CAISO_Solar | physical | none | 1 | 0 | 1 | solar
ruling_list | LOCKFD_1_BEARCK | Bear Creek Solar Project | 1.5 | CAISO_Solar | physical | none | 1 | 0 | 1 | solar
ruling_list | Ignite Solar Holdings 1 - Achomawi | Ignite Solar Holdings 1 - Achomawi | 1.5 | CAISO_Solar | physical | none | 1 | 0 | 1 | solar
ruling_list | Ignite Solar Holdings 1 - Ahjumawi | Ignite Solar Holdings 1 - Ahjumawi | 1.5 | CAISO_Solar | physical | none | 1 | 0 | 1 | solar
ruling_list | KNGBRG_1_KBSLR1 | Kingsburg 1 | 1.5 | CAISO_Solar | physical | none | 1 | 0 | 1 | solar
ruling_list | KNGBRG_1_KBSLR2 | Kingsburg 2 | 1.5 | CAISO_Solar | physical | none | 1 | 0 | 1 | solar
ruling_list | WFRESN_1_SOLAR | La Joya Del Sol #1 | 1.5 | CAISO_Solar | physical | none | 1 | 0 | 1 | solar
ruling_list | TWISSL_6_SOLAR | Nickel 1 (New) | 1.5 | CAISO_Solar | physical | none | 1 | 0 | 1 | solar
ruling_list | COCOSB_6_SOLAR | Oakley Executive Solar Project | 1.5 | CAISO_Solar | physical | none | 1 | 0 | 1 | solar
ruling_list | ELCAP_1_SOLAR | Pristine Sun Helton | 1.5 | CAISO_Solar | physical | none | 1 | 0 | 1 | solar
ruling_list | HOLSTR_1_SOLAR | Enerparc CA1 (FKA San Benito Smart Park) | 1.5 | CAISO_Solar | physical | none | 1 | 0 | 1 | solar
ruling_list | TMPLTN_2_SOLAR | Vintner Solar Project | 1.5 | CAISO_Solar | physical | none | 1 | 0 | 1 | solar
ruling_list | CLOVDL_1_SOLAR | Cloverdale Solar FSEC 1 | 1.5 | CAISO_Solar | physical | none | 1 | 0 | 1 | solar
ruling_list | HOLSTR_1_SOLAR2 | Ecos Energy - Hollister Project | 1.5 | CAISO_Solar | physical | none | 1 | 0 | 1 | solar
ruling_list | MERCED_1_SOLAR2 | Ecos Energy - Merced Solar Project | 1.5 | CAISO_Solar | physical | none | 1 | 0 | 1 | solar
ruling_list | MERCED_1_SOLAR1 | Ecos Energy - Mission Solar | 1.5 | CAISO_Solar | physical | none | 1 | 0 | 1 | solar
ruling_list | KERMAN_6_SOLAR1 | Fresno Cogeneration - Fresno Solar South | 1.5 | CAISO_Solar | physical | none | 1 | 0 | 1 | solar
ruling_list | KERMAN_6_SOLAR2 | Fresno Cogeneration - Fresno Solar West | 1.5 | CAISO_Solar | physical | none | 1 | 0 | 1 | solar
ruling_list | TX-ELK_6_SOLAR1 | Greenlight - Castor Solar Project | 1.5 | CAISO_Solar | physical | none | 1 | 0 | 1 | solar
ruling_list | ETIWND_2_RTS010 | SPVP010 - Fontana | 1.5 | CAISO_Solar | physical | none | 1 | 0 | 1 | solar
ruling_list | SBERDO_2_RTS016 | SPVP016 - Redlands | 1.5 | CAISO_Solar | physical | none | 1 | 0 | 1 | solar
ruling_list | ETIWND_2_RTS018 | SPVP018 - Fontana | 1.5 | CAISO_Solar | physical | none | 1 | 0 | 1 | solar
ruling_list | MIRLOM_2_RTS032 | SPVP032 - Ontario | 1.5 | CAISO_Solar | physical | none | 1 | 0 | 1 | solar
ruling_list | WALNUT_2_SOLAR | Industry Metrolink PV 1 | 1.5 | CAISO_Solar | physical | none | 1 | 0 | 1 | solar
ruling_list | CHINO_2_SASOLR | SS San Antonio West LLC (Chino South Building E) | 1.5 | CAISO_Solar | physical | none | 1 | 0 | 1 | solar
ruling_list | Neenach Solar 1B South, LLC | Neenach Solar 1B South, LLC | 1.5 | CAISO_Solar | physical | none | 1 | 0 | 1 | solar
ruling_list | L-8 Solar Project, LLC | L-8 Solar Project, LLC | 1.5 | CAISO_Solar | physical | none | 1 | 0 | 1 | solar
ruling_list | Heliocentric, LLC | Heliocentric, LLC | 1.5 | CAISO_Solar | physical | none | 1 | 0 | 1 | solar
ruling_list | Annie Power, LLC | Annie Power, LLC | 1.5 | CAISO_Solar | physical | none | 1 | 0 | 1 | solar
ruling_list | JRam Solar 1, LLC | JRam Solar 1, LLC | 1.5 | CAISO_Solar | physical | none | 1 | 0 | 1 | solar
ruling_list | JRam Solar 2, LLC | JRam Solar 2, LLC | 1.5 | CAISO_Solar | physical | none | 1 | 0 | 1 | solar
ruling_list | Sandra Energy, LLC | Sandra Energy, LLC | 1.5 | CAISO_Solar | physical | none | 1 | 0 | 1 | solar
ruling_list | Dreamer Solar, LLC | Dreamer Solar, LLC | 1.5 | CAISO_Solar | physical | none | 1 | 0 | 1 | solar
ruling_list | Voyager Solar 1, LLC | Voyager Solar 1, LLC | 1.5 | CAISO_Solar | physical | none | 1 | 0 | 1 | solar
ruling_list | Voyager Solar 2, LLC | Voyager Solar 2, LLC | 1.5 | CAISO_Solar | physical | none | 1 | 0 | 1 | solar
ruling_list | Becca Solar, LLC | Becca Solar, LLC | 1.5 | CAISO_Solar | physical | none | 1 | 0 | 1 | solar
ruling_list | Toro Power 1, LLC | Toro Power 1, LLC | 1.5 | CAISO_Solar | physical | none | 1 | 0 | 1 | solar
ruling_list | Radiance Solar 5 LLC | Radiance Solar 5 LLC | 1.5 | CAISO_Solar | physical | none | 1 | 0 | 1 | solar
ruling_list | Radiance Solar 4 LLC | Radiance Solar 4 LLC | 1.5 | CAISO_Solar | physical | none | 1 | 0 | 1 | solar
ruling_list | Summer Solar C2, LLC | Summer Solar C2, LLC | 1.5 | CAISO_Solar | physical | none | 1 | 0 | 1 | solar
ruling_list | Summer Solar A2, LLC | Summer Solar A2, LLC | 1.5 | CAISO_Solar | physical | none | 1 | 0 | 1 | solar
ruling_list | Summer Solar B2, LLC | Summer Solar B2, LLC | 1.5 | CAISO_Solar | physical | none | 1 | 0 | 1 | solar
ruling_list | Rodeo Solar C2, LLC | Rodeo Solar C2, LLC | 1.5 | CAISO_Solar | physical | none | 1 | 0 | 1 | solar
ruling_list | Rodeo Solar D2, LLC | Rodeo Solar D2, LLC | 1.5 | CAISO_Solar | physical | none | 1 | 0 | 1 | solar
ruling_list | Expressway Solar C2, LLC | Expressway Solar C2, LLC | 1.5 | CAISO_Solar | physical | none | 1 | 0 | 1 | solar
ruling_list | Tulare PV1, LLC (Exeter 3) | Tulare PV1, LLC (Exeter 3) | 1.5 | CAISO_Solar | physical | none | 1 | 0 | 1 | solar
ruling_list | Tulare PV1, LLC (Lindsay 1) | Tulare PV1, LLC (Lindsay 1) | 1.5 | CAISO_Solar | physical | none | 1 | 0 | 1 | solar
ruling_list | Tulare PV1, LLC (Lindsay 3) | Tulare PV1, LLC (Lindsay 3) | 1.5 | CAISO_Solar | physical | none | 1 | 0 | 1 | solar
ruling_list | Tulare PV1, LLC (Ivanhoe 1) | Tulare PV1, LLC (Ivanhoe 1) | 1.5 | CAISO_Solar | physical | none | 1 | 0 | 1 | solar
ruling_list | Tulare PV1, LLC (Ivanhoe 3) | Tulare PV1, LLC (Ivanhoe 3) | 1.5 | CAISO_Solar | physical | none | 1 | 0 | 1 | solar
ruling_list | Tulare PV1, LLC (Porterville 5) | Tulare PV1, LLC (Porterville 5) | 1.5 | CAISO_Solar | physical | none | 1 | 0 | 1 | solar
ruling_list | Sequoia PV1, LLC (Tulare 1) | Sequoia PV1, LLC (Tulare 1) | 1.5 | CAISO_Solar | physical | none | 1 | 0 | 1 | solar
ruling_list | Sequoia PV1, LLC (Tulare 2) | Sequoia PV1, LLC (Tulare 2) | 1.5 | CAISO_Solar | physical | none | 1 | 0 | 1 | solar
ruling_list | Division 1 (f/k/a Ever CT Solar Farm, LLC - Site 2A) | Division 1 (f/k/a Ever CT Solar Farm, LLC - Site 2A) | 1.5 | CAISO_Solar | physical | none | 1 | 0 | 1 | solar
ruling_list | Sequoia PV1, LLC (Farmersville 1) | Sequoia PV1, LLC (Farmersville 1) | 1.5 | CAISO_Solar | physical | none | 1 | 0 | 1 | solar
ruling_list | Sequoia PV1, LLC (Farmersville 2) | Sequoia PV1, LLC (Farmersville 2) | 1.5 | CAISO_Solar | physical | none | 1 | 0 | 1 | solar
ruling_list | Sequoia PV1, LLC (Farmersville 3) | Sequoia PV1, LLC (Farmersville 3) | 1.5 | CAISO_Solar | physical | none | 1 | 0 | 1 | solar
ruling_list | Sequoia PV3 LLC (Porterville 6) | Sequoia PV3 LLC (Porterville 6) | 1.5 | CAISO_Solar | physical | none | 1 | 0 | 1 | solar
ruling_list | Sequoia PV3 LLC (Porterville 7) | Sequoia PV3 LLC (Porterville 7) | 1.5 | CAISO_Solar | physical | none | 1 | 0 | 1 | solar
ruling_list | VICTOR_1_SLRHES | DG Solar Lessee, LLC (Hesperia) | 1.5 | CAISO_Solar | physical | none | 1 | 0 | 1 | solar
ruling_list | DG Solar Lessee, LLC (Snowline-Duncan Road North) | DG Solar Lessee, LLC (Snowline-Duncan Road North) | 1.5 | CAISO_Solar | physical | none | 1 | 0 | 1 | solar
ruling_list | Victor Mesa Linda C2 LLC | Victor Mesa Linda C2 LLC | 1.5 | CAISO_Solar | physical | none | 1 | 0 | 1 | solar
ruling_list | Victor Mesa Linda D2 LLC | Victor Mesa Linda D2 LLC | 1.5 | CAISO_Solar | physical | none | 1 | 0 | 1 | solar
ruling_list | Victor Mesa Linda E2 LLC | Victor Mesa Linda E2 LLC | 1.5 | CAISO_Solar | physical | none | 1 | 0 | 1 | solar
ruling_list | Sequoia PV2, LLC (Hanford 1) | Sequoia PV2, LLC (Hanford 1) | 1.5 | CAISO_Solar | physical | none | 1 | 0 | 1 | solar
ruling_list | Sequoia PV2, LLC (Hanford 2) | Sequoia PV2, LLC (Hanford 2) | 1.5 | CAISO_Solar | physical | none | 1 | 0 | 1 | solar
ruling_list | Coronus Joshua Tree East 5 LLC | Coronus Joshua Tree East 5 LLC | 1.5 | CAISO_Solar | physical | none | 1 | 0 | 1 | solar
ruling_list | Desert Hot Springs 2 | Desert Hot Springs 2 | 1.5 | CAISO_Solar | physical | none | 1 | 0 | 1 | solar
ruling_list | Gales A West | Gales A West | 1.5 | CAISO_Solar | physical | none | 1 | 0 | 1 | solar
ruling_list | Gales B East | Gales B East | 1.5 | CAISO_Solar | physical | none | 1 | 0 | 1 | solar
ruling_list | DG Solar Lessee, LLC (Snowline-White Road North) | DG Solar Lessee, LLC (Snowline-White Road North) | 1.5 | CAISO_Solar | physical | none | 1 | 0 | 1 | solar
ruling_list | DG Solar Lessee, LLC (Snowline-White Road Central) | DG Solar Lessee, LLC (Snowline-White Road Central) | 1.5 | CAISO_Solar | physical | none | 1 | 0 | 1 | solar
ruling_list | Mitchell Solar, LLC | Mitchell Solar, LLC | 1.5 | CAISO_Solar | physical | none | 1 | 0 | 1 | solar
ruling_list | Rudy Solar, LLC | Rudy Solar, LLC | 1.5 | CAISO_Solar | physical | none | 1 | 0 | 1 | solar
ruling_list | Madelyn Solar, LLC | Madelyn Solar, LLC | 1.5 | CAISO_Solar | physical | none | 1 | 0 | 1 | solar
ruling_list | DG Solar Lessee, LLC (Snowline-White Road South) | DG Solar Lessee, LLC (Snowline-White Road South) | 1.5 | CAISO_Solar | physical | none | 1 | 0 | 1 | solar
ruling_list | Adelanto West 1 | Adelanto West 1 | 1.5 | CAISO_Solar | physical | none | 1 | 0 | 1 | solar
ruling_list | Adelanto West 2 | Adelanto West 2 | 1.5 | CAISO_Solar | physical | none | 1 | 0 | 1 | solar
ruling_list | Venable #1 North | Venable #1 North | 1.5 | CAISO_Solar | physical | none | 1 | 0 | 1 | solar
ruling_list | Venable #2 South | Venable #2 South | 1.5 | CAISO_Solar | physical | none | 1 | 0 | 1 | solar
ruling_list | Lancaster Solar 2 | Lancaster Solar 2 | 1.5 | CAISO_Solar | physical | none | 1 | 0 | 1 | solar
ruling_list | OASIS_6_SOLAR1 | Morgan Lancaster I, LLC | 1.5 | CAISO_Solar | physical | none | 1 | 0 | 1 | solar
ruling_list | SunE - Redlands | SunE - Redlands | 1.5 | CAISO_Solar | physical | none | 1 | 0 | 1 | solar
ruling_list | DELAMO_2_SOLAR1 | Golden Springs Bldg H | 1.5 | CAISO_Solar | physical | none | 1 | 0 | 1 | solar
ruling_list | SunE- Elm Fontana | SunE- Elm Fontana | 1.5 | CAISO_Solar | physical | none | 1 | 0 | 1 | solar
ruling_list | Buckman Springs PV 1 | Buckman Springs PV 1 | 1.5 | CAISO_Solar | physical | none | 1 | 0 | 1 | solar
ruling_list | Buckman Springs PV 2 | Buckman Springs PV 2 | 1.5 | CAISO_Solar | physical | none | 1 | 0 | 1 | solar
ruling_list | Viejas Blvd PV 1 | Viejas Blvd PV 1 | 1.5 | CAISO_Solar | physical | none | 1 | 0 | 1 | solar
ruling_list | Victor Mesa Linda B2 LLC | Victor Mesa Linda B2 LLC | 1.5 | CAISO_Solar | physical | none | 1 | 0 | 1 | solar
ruling_list | Merced 2 - (SB32) | Merced 2 - (SB32) | 1.5 | CAISO_Solar | physical | none | 1 | 0 | 1 | solar
ruling_list | Summer Solar E2, LLC | Summer Solar E2, LLC | 1.5 | CAISO_Solar | physical | none | 1 | 0 | 1 | solar
ruling_list | Summer Solar F2, LLC | Summer Solar F2, LLC | 1.5 | CAISO_Solar | physical | none | 1 | 0 | 1 | solar
ruling_list | Summer Solar G2, LLC | Summer Solar G2, LLC | 1.5 | CAISO_Solar | physical | none | 1 | 0 | 1 | solar
ruling_list | Summer Solar H2, LLC | Summer Solar H2, LLC | 1.5 | CAISO_Solar | physical | none | 1 | 0 | 1 | solar
ruling_list | Madera 1 | Madera 1 | 1.5 | CAISO_Solar | physical | none | 1 | 0 | 1 | solar
ruling_list | 50003 SCWA R4 Pond | 50003 SCWA R4 Pond | 1.5 | CAISO_Solar | physical | none | 1 | 0 | 1 | solar
ruling_list | CORONS_2_SOLAR | Temescal Canyon | 1.4993 | CAISO_Solar | physical | none | 1 | 0 | 1 | solar
ruling_list | Powhatan Solar Power Generation Station 1, LLC | Powhatan Solar Power Generation Station 1, LLC | 1.496 | CAISO_Solar | physical | none | 1 | 0 | 1 | solar
ruling_list | Otoe Solar Power Generation Station 1, LLC | Otoe Solar Power Generation Station 1, LLC | 1.496 | CAISO_Solar | physical | none | 1 | 0 | 1 | solar
ruling_list | Navajo Solar Power Generation Station 1, LLC | Navajo Solar Power Generation Station 1, LLC | 1.496 | CAISO_Solar | physical | none | 1 | 0 | 1 | solar
ruling_list | Industry Solar Power Generation Station 1, LLC | Industry Solar Power Generation Station 1, LLC | 1.496 | CAISO_Solar | physical | none | 1 | 0 | 1 | solar
ruling_list | Newberry Solar 1, LLC | Newberry Solar 1, LLC | 1.492 | CAISO_Solar | physical | none | 1 | 0 | 1 | solar
ruling_list | Park Meridian 1 | Park Meridian 1 | 1.49 | CAISO_Solar | physical | none | 1 | 0 | 1 | solar
ruling_list | Terra Francesco 1 | Terra Francesco 1 | 1.49 | CAISO_Solar | physical | none | 1 | 0 | 1 | solar
ruling_list | BKRFLD_2_SOLAR1 | Bakersfield 111 | 1.4 | CAISO_Solar | physical | none | 1 | 0 | 1 | solar
ruling_list | SunE- Santa Ana | SunE- Santa Ana | 1.4 | CAISO_Solar | physical | none | 1 | 0 | 1 | solar
ruling_list | DELAMO_2_SOLAR4 | Golden Springs Building F | 1.32 | CAISO_Solar | physical | none | 1 | 0 | 1 | solar
ruling_list | ETIWND_2_CHMPNE | California PV Energy, LLC (Champagne Ave) | 1.3 | CAISO_Solar | physical | none | 1 | 0 | 1 | solar
ruling_list | DELAMO_2_SOLRD | Golden Springs, LLC, (Building D) | 1.2599 | CAISO_Solar | physical | none | 1 | 0 | 1 | solar
ruling_list | Pristine Sun - 2042 Baldwin (SB32) | Pristine Sun - 2042 Baldwin (SB32) | 1.25 | CAISO_Solar | physical | none | 1 | 0 | 1 | solar
ruling_list | LIVEOK_6_SOLAR | Pristine Sun Harris | 1.25 | CAISO_Solar | physical | none | 1 | 0 | 1 | solar
ruling_list | REEDLY_6_SOLAR | Pristine Sun Terzian | 1.25 | CAISO_Solar | physical | none | 1 | 0 | 1 | solar
ruling_list | Diamond Valley Solar, LLC | Diamond Valley Solar, LLC | 1.25 | CAISO_Solar | physical | none | 1 | 0 | 1 | solar
ruling_list | DELAMO_2_SOLAR3 | Golden Springs Building G | 1.25 | CAISO_Solar | physical | none | 1 | 0 | 1 | solar
ruling_list | Milestone Wildomar, LLC | Milestone Wildomar, LLC | 1.224 | CAISO_Solar | physical | none | 1 | 0 | 1 | solar
ruling_list | SunE- Jurupa Ontario | SunE- Jurupa Ontario | 1.2 | CAISO_Solar | physical | none | 1 | 0 | 1 | solar
ruling_list | Boomer Solar 7 | Boomer Solar 7 | 1.2 | CAISO_Solar | physical | none | 1 | 0 | 1 | solar
ruling_list | DELAMO_2_SOLRC1 | Golden Springs, LLC, (Building C1) | 1.1815 | CAISO_Solar | physical | none | 1 | 0 | 1 | solar
ruling_list | SunE (Bell Tustin) | SunE (Bell Tustin) | 1.131 | CAISO_Solar | physical | none | 1 | 0 | 1 | solar
ruling_list | SunE (Red Hill) | SunE (Red Hill) | 1.036 | CAISO_Solar | physical | none | 1 | 0 | 1 | solar
ruling_list | LOCKFD_1_KSOLAR | Kettleman Solar Project | 1 | CAISO_Solar | physical | none | 1 | 0 | 1 | solar
ruling_list | DAVIS_1_SOLAR1 | Yolo County Grassland #3 | 1 | CAISO_Solar | physical | none | 1 | 0 | 1 | solar
ruling_list | DAVIS_1_SOLAR2 | Yolo County Grassland #4 | 1 | CAISO_Solar | physical | none | 1 | 0 | 1 | solar
ruling_list | CHINO_2_SOLAR | SPVP002 - Chino | 1 | CAISO_Solar | physical | none | 1 | 0 | 1 | solar
ruling_list | VISTA_2_RIALTO | SPVP003 - Rialto | 1 | CAISO_Solar | physical | none | 1 | 0 | 1 | solar
ruling_list | MIRLOM_2_RTS033 | SPVP033 - Ontario | 1 | CAISO_Solar | physical | none | 1 | 0 | 1 | solar
ruling_list | Treen Solar 1, LLC | Treen Solar 1, LLC | 1 | CAISO_Solar | physical | none | 1 | 0 | 1 | solar
ruling_list | Treen Solar 2, LLC | Treen Solar 2, LLC | 1 | CAISO_Solar | physical | none | 1 | 0 | 1 | solar
ruling_list | JRam Solar 3, LLC | JRam Solar 3, LLC | 1 | CAISO_Solar | physical | none | 1 | 0 | 1 | solar
ruling_list | Drew Energy, LLC | Drew Energy, LLC | 1 | CAISO_Solar | physical | none | 1 | 0 | 1 | solar
ruling_list | Voyager Solar 3, LLC | Voyager Solar 3, LLC | 1 | CAISO_Solar | physical | none | 1 | 0 | 1 | solar
ruling_list | Summer Solar D2, LLC | Summer Solar D2, LLC | 1 | CAISO_Solar | physical | none | 1 | 0 | 1 | solar
ruling_list | Tulare PV1, LLC (Exeter 1) | Tulare PV1, LLC (Exeter 1) | 1 | CAISO_Solar | physical | none | 1 | 0 | 1 | solar
ruling_list | Tulare PV1, LLC (Exeter 2) | Tulare PV1, LLC (Exeter 2) | 1 | CAISO_Solar | physical | none | 1 | 0 | 1 | solar
ruling_list | Tulare PV1, LLC (Lindsay 4) | Tulare PV1, LLC (Lindsay 4) | 1 | CAISO_Solar | physical | none | 1 | 0 | 1 | solar
ruling_list | Tulare PV1, LLC (Porterville 1) | Tulare PV1, LLC (Porterville 1) | 1 | CAISO_Solar | physical | none | 1 | 0 | 1 | solar
ruling_list | Tulare PV1, LLC (Porterville 2) | Tulare PV1, LLC (Porterville 2) | 1 | CAISO_Solar | physical | none | 1 | 0 | 1 | solar
ruling_list | Kettering 1 (f/k/a Ever CT Solar Farm, LLC - Site 1A) | Kettering 1 (f/k/a Ever CT Solar Farm, LLC - Site 1A) | 1 | CAISO_Solar | physical | none | 1 | 0 | 1 | solar
ruling_list | Kettering 2 (f/k/a Ever CT Solar Farm, LLC - Site 1B) | Kettering 2 (f/k/a Ever CT Solar Farm, LLC - Site 1B) | 1 | CAISO_Solar | physical | none | 1 | 0 | 1 | solar
ruling_list | Division 2 (f/k/a Ever CT Solar Farm, LLC - Site 2B) | Division 2 (f/k/a Ever CT Solar Farm, LLC - Site 2B) | 1 | CAISO_Solar | physical | none | 1 | 0 | 1 | solar
ruling_list | Division 3 (f/k/a Ever CT Solar Farm, LLC - Site 2C) | Division 3 (f/k/a Ever CT Solar Farm, LLC - Site 2C) | 1 | CAISO_Solar | physical | none | 1 | 0 | 1 | solar
ruling_list | DG Solar Lessee, LLC (Snowline-Duncan Road South) | DG Solar Lessee, LLC (Snowline-Duncan Road South) | 1 | CAISO_Solar | physical | none | 1 | 0 | 1 | solar
ruling_list | Desert Hot Springs 1 | Desert Hot Springs 1 | 1 | CAISO_Solar | physical | none | 1 | 0 | 1 | solar
ruling_list | ETIWND_2_SOLAR2 | SunE - Rochester | 1 | CAISO_Solar | physical | none | 1 | 0 | 1 | solar
ruling_list | SunE - E Philadelphia Ontario | SunE - E Philadelphia Ontario | 1 | CAISO_Solar | physical | none | 1 | 0 | 1 | solar
ruling_list | Boomer Solar 2 | Boomer Solar 2 | 1 | CAISO_Solar | physical | none | 1 | 0 | 1 | solar
ruling_list | DELAMO_2_SOLAR5 | Golden Springs Building L | 1 | CAISO_Solar | physical | none | 1 | 0 | 1 | solar
ruling_list | Calico Ranch Solar Project | Calico Ranch Solar Project | 1 | CAISO_Solar | physical | none | 1 | 0 | 1 | solar
ruling_list | Mirasol Murrieta 1 | Mirasol Murrieta 1 | 1 | CAISO_Solar | physical | none | 1 | 0 | 1 | solar
ruling_list | Freethy 1 (FIT) | Freethy 1 (FIT) | 1 | CAISO_Solar | physical | none | 1 | 0 | 1 | solar
ruling_list | Freethy 2 (FIT) | Freethy 2 (FIT) | 1 | CAISO_Solar | physical | none | 1 | 0 | 1 | solar
ruling_list | GreenLight- Peacock Solar Project | GreenLight- Peacock Solar Project | 0.999 | CAISO_Solar | physical | none | 1 | 0 | 1 | solar
ruling_list | Pristine Sun Buzzelle | Pristine Sun Buzzelle | 0.999 | CAISO_Solar | physical | none | 1 | 0 | 1 | solar
ruling_list | Pristine Sun Christensen | Pristine Sun Christensen | 0.999 | CAISO_Solar | physical | none | 1 | 0 | 1 | solar
ruling_list | Pristine Sun Cotton | Pristine Sun Cotton | 0.999 | CAISO_Solar | physical | none | 1 | 0 | 1 | solar
ruling_list | Pristine Sun Fitzjarrell | Pristine Sun Fitzjarrell | 0.999 | CAISO_Solar | physical | none | 1 | 0 | 1 | solar
ruling_list | Pristine Sun Jardine | Pristine Sun Jardine | 0.999 | CAISO_Solar | physical | none | 1 | 0 | 1 | solar
ruling_list | Pristine Sun Jarvis | Pristine Sun Jarvis | 0.999 | CAISO_Solar | physical | none | 1 | 0 | 1 | solar
ruling_list | Greenlight - Sirius Solar Project | Greenlight - Sirius Solar Project | 0.999 | CAISO_Solar | physical | none | 1 | 0 | 1 | solar
ruling_list | SunE W12DG-C, LLC | SunE W12DG-C, LLC | 0.999 | CAISO_Solar | physical | none | 1 | 0 | 1 | solar
ruling_list | Colton Solar Two LLC | Colton Solar Two LLC | 0.998 | CAISO_Solar | physical | none | 1 | 0 | 1 | solar
ruling_list | Caliente Springs, LLC | Caliente Springs, LLC | 0.928 | CAISO_Solar | physical | none | 1 | 0 | 1 | solar
ruling_list | CENTER_2_SOLAR1 | SunE - Pico Rivera | 0.9 | CAISO_Solar | physical | none | 1 | 0 | 1 | solar
ruling_list | SunE- Fontana | SunE- Fontana | 0.9 | CAISO_Solar | physical | none | 1 | 0 | 1 | solar
ruling_list | Boomer Solar 15 | Boomer Solar 15 | 0.9 | CAISO_Solar | physical | none | 1 | 0 | 1 | solar
ruling_list | CA - Port of Oakland - Site 1 | CA - Port of Oakland - Site 1 | 0.899 | CAISO_Solar | physical | none | 1 | 0 | 1 | solar
ruling_list | Boomer Solar 6 | Boomer Solar 6 | 0.88 | CAISO_Solar | physical | none | 1 | 0 | 1 | solar
ruling_list | Boomer Solar 17 | Boomer Solar 17 | 0.88 | CAISO_Solar | physical | none | 1 | 0 | 1 | solar
ruling_list | 2126 Lovell (SB32) | 2126 Lovell (SB32) | 0.833 | CAISO_Solar | physical | none | 1 | 0 | 1 | solar
ruling_list | SunE- Cherry Fontana | SunE- Cherry Fontana | 0.8 | CAISO_Solar | physical | none | 1 | 0 | 1 | solar
ruling_list | Pristine Sun - 2257 Campbell (SB32) | Pristine Sun - 2257 Campbell (SB32) | 0.75 | CAISO_Solar | physical | none | 1 | 0 | 1 | solar
ruling_list | Kingsburg 3 | Kingsburg 3 | 0.75 | CAISO_Solar | physical | none | 1 | 0 | 1 | solar
ruling_list | Pristine Sun Hill | Pristine Sun Hill | 0.75 | CAISO_Solar | physical | none | 1 | 0 | 1 | solar
ruling_list | Pristine Sun Stroing | Pristine Sun Stroing | 0.75 | CAISO_Solar | physical | none | 1 | 0 | 1 | solar
ruling_list | APEX 646-460 | APEX 646-460 | 0.75 | CAISO_Solar | physical | none | 1 | 0 | 1 | solar
ruling_list | One Miracle Property, LLC | One Miracle Property, LLC | 0.75 | CAISO_Solar | physical | none | 1 | 0 | 1 | solar
ruling_list | Boomer Solar 12 | Boomer Solar 12 | 0.7 | CAISO_Solar | physical | none | 1 | 0 | 1 | solar
ruling_list | Boomer Solar 22 | Boomer Solar 22 | 0.56 | CAISO_Solar | physical | none | 1 | 0 | 1 | solar
ruling_list | Innovative Cold Storage Enterprises (ICE) | Innovative Cold Storage Enterprises (ICE) | 0.504 | CAISO_Solar | physical | none | 1 | 0 | 1 | solar
ruling_list | Pristine Sun- 2192 Ramirez | Pristine Sun- 2192 Ramirez | 0.5 | CAISO_Solar | physical | none | 1 | 0 | 1 | solar
ruling_list | 3N Energy Woodland | 3N Energy Woodland | 0.5 | CAISO_Solar | physical | none | 1 | 0 | 1 | solar
ruling_list | 2105 Hart (Pristine Sun) | 2105 Hart (Pristine Sun) | 0.5 | CAISO_Solar | physical | none | 1 | 0 | 1 | solar
ruling_list | Pristine Sun - 2272 McCall (SB32) | Pristine Sun - 2272 McCall (SB32) | 0.5 | CAISO_Solar | physical | none | 1 | 0 | 1 | solar
ruling_list | Pristine Sun Scherz | Pristine Sun Scherz | 0.5 | CAISO_Solar | physical | none | 1 | 0 | 1 | solar
ruling_list | Toro Power 2, LLC | Toro Power 2, LLC | 0.5 | CAISO_Solar | physical | none | 1 | 0 | 1 | solar
ruling_list | Tulare PV1, LLC (Ivanhoe 2) | Tulare PV1, LLC (Ivanhoe 2) | 0.5 | CAISO_Solar | physical | none | 1 | 0 | 1 | solar
ruling_list | SunE - Mira Loma | SunE - Mira Loma | 0.5 | CAISO_Solar | physical | none | 1 | 0 | 1 | solar
ruling_list | SunE - Dupont Ontario | SunE - Dupont Ontario | 0.5 | CAISO_Solar | physical | none | 1 | 0 | 1 | solar
ruling_list | Mirasol Pomona 1 | Mirasol Pomona 1 | 0.5 | CAISO_Solar | physical | none | 1 | 0 | 1 | solar
ruling_list | Wilco Investments | Wilco Investments | 0.3843 | CAISO_Solar | physical | none | 1 | 0 | 1 | solar
ruling_list | 2207 Ritchie | 2207 Ritchie | 0.333 | CAISO_Solar | physical | none | 1 | 0 | 1 | solar
ruling_list | Marinos Ventures, LLC | Marinos Ventures, LLC | 0.2832 | CAISO_Solar | physical | none | 1 | 0 | 1 | solar
ruling_list | Pristine Sun- 2154 Foote | Pristine Sun- 2154 Foote | 0.25 | CAISO_Solar | physical | none | 1 | 0 | 1 | solar
ruling_list | Pristine Sun Alvares 2041 | Pristine Sun Alvares 2041 | 0.25 | CAISO_Solar | physical | none | 1 | 0 | 1 | solar
ruling_list | Pristine Sun Rogers | Pristine Sun Rogers | 0.25 | CAISO_Solar | physical | none | 1 | 0 | 1 | solar
ruling_list | Pristine Sun Smotherman | Pristine Sun Smotherman | 0.25 | CAISO_Solar | physical | none | 1 | 0 | 1 | solar
ruling_list | USFS San Dimas Technology and Development Center | USFS San Dimas Technology and Development Center | 0.25 | CAISO_Solar | physical | none | 1 | 0 | 1 | solar
ruling_list | Sanford-Burnhan Medical Research Institute I | Sanford-Burnhan Medical Research Institute I | 0.2002 | CAISO_Solar | physical | none | 1 | 0 | 1 | solar
ruling_list | Amylin Pharmaceuticals | Amylin Pharmaceuticals | 0.2 | CAISO_Solar | physical | none | 1 | 0 | 1 | solar
ruling_list | SF Service Center Solar Array 2 | SF Service Center Solar Array 2 | 0.11 | CAISO_Solar | physical | none | 1 | 0 | 1 | solar
ruling_list | SF Service Center Solar Array 1 | SF Service Center Solar Array 1 | 0.11 | CAISO_Solar | physical | none | 1 | 0 | 1 | solar
ruling_list | Pacific Station | Pacific Station | 0.10922 | CAISO_Solar | physical | none | 1 | 0 | 1 | solar
ruling_list | Hunter Industries | Hunter Industries | 0.102 | CAISO_Solar | physical | none | 1 | 0 | 1 | solar
ruling_list | Towers at Bressi Ranch | Towers at Bressi Ranch | 0.08 | CAISO_Solar | physical | none | 1 | 0 | 1 | solar
ruling_list | SCAQMD Solar Port | SCAQMD Solar Port | 0.073 | CAISO_Solar | physical | none | 1 | 0 | 1 | solar
ruling_list | AT&T Park Solar Arrays | AT&T Park Solar Arrays | 0.07 | CAISO_Solar | physical | none | 1 | 0 | 1 | solar
ruling_list | Fairfield Grossmont Trolley | Fairfield Grossmont Trolley | 0.0647 | CAISO_Solar | physical | none | 1 | 0 | 1 | solar
ruling_list | SDCCD - Skills Center | SDCCD - Skills Center | 0.056 | CAISO_Solar | physical | none | 1 | 0 | 1 | solar
ruling_list | Ladera Ranch I | Ladera Ranch I | 0.05 | CAISO_Solar | physical | none | 1 | 0 | 1 | solar
ruling_list | Del Sur Elementary School | Del Sur Elementary School | 0.041 | CAISO_Solar | physical | none | 1 | 0 | 1 | solar
ruling_list | X-nth | X-nth | 0.04 | CAISO_Solar | physical | none | 1 | 0 | 1 | solar
ruling_list | Villa Sorriso Solar | Villa Sorriso Solar | 0.0072 | CAISO_Solar | physical | none | 1 | 0 | 1 | solar
ruling_list | Curtis, Edwin | Curtis, Edwin | 0.0013 | CAISO_Solar | physical | none | 1 | 0 | 1 | solar
ruling_list | SPVP012 - Ontario | SPVP012 - Ontario | 0 | CAISO_Solar | physical | none | 1 | 0 | 1 | solar
ruling_list | Green Beanworks C, LLC | Green Beanworks C, LLC | 0 | CAISO_Solar | physical | none | 1 | 0 | 1 | solar
template_list | transfer_purchase | 0 | #N/A | transfer_purchase | special | fillme_buyer, seller, approximate resource mix | 1 | 0 | fillme | unknown
template_list | transfer_sale | 0 | #N/A | transfer_sale | special | fillme_buyer, seller, approximate resource mix | 1 | 0 | fillme | unknown
template_list | unbundled_rec | 0 | #N/A | unbundled_rec | special | fillme_approximate resource mix | 1 | 0 | fillme | unknown
template_list | unspecified_import | 0 | #N/A | unspecified_import | special | fillme_intertie, carbon content | 1 | 0 | fillme | unknown
template_list | unspecified_non_import | 0 | #N/A | unspecified_non_import | special | fillme_approximate resource mix, carbon content | 1 | 0 | fillme | unknown
ruling_list | El Cabo Wind, LLC | El Cabo Wind, LLC | 298 | CAISO_Wind | physical | none | 1 | 0 | 1 | wind_low_cf
ruling_list | S. Hurlburt Wind, LLC | S. Hurlburt Wind, LLC | 290 | CAISO_Wind | physical | none | 1 | 0 | 1 | wind_low_cf
ruling_list | Horseshoe Bend Wind, LLC | Horseshoe Bend Wind, LLC | 290 | CAISO_Wind | physical | none | 1 | 0 | 1 | wind_low_cf
ruling_list | N. Hurlburt Wind, LLC | N. Hurlburt Wind, LLC | 265 | CAISO_Wind | physical | none | 1 | 0 | 1 | wind_low_cf
ruling_list | OCTILO_5_WIND | Ocotillo Express Wind Project | 265 | CAISO_Wind | physical | none | 1 | 0 | 1 | wind_low_cf
ruling_list | VINCNT_2_QF | AES Tehachapi Wind, LLC 85-A | 207 | CAISO_Wind | physical | none | 1 | 0 | 1 | wind_low_cf
ruling_list | NaturEner Rim Rock | NaturEner Rim Rock | 189 | CAISO_Wind | physical | none | 1 | 0 | 1 | wind_low_cf
ruling_list | MANZNA_2_WIND | Iberdrola - Manzana | 189 | CAISO_Wind | physical | none | 1 | 0 | 1 | wind_low_cf
ruling_list | Broadview Energy JN, LLC | Broadview Energy JN, LLC | 181.7 | CAISO_Wind | physical | none | 1 | 0 | 1 | wind_low_cf
ruling_list | ALTA3A_2_CPCE5 | Alta Windpower V | 168 | CAISO_Wind | physical | none | 1 | 0 | 1 | wind_low_cf
ruling_list | ALT6DN_2_WIND7 | Pinyon Pines I | 168 | CAISO_Wind | physical | none | 1 | 0 | 1 | wind_low_cf
ruling_list | JAWBNE_2_NSRWND | North Sky River Energy Center | 162 | CAISO_Wind | physical | none | 1 | 0 | 1 | wind_low_cf
ruling_list | BRDSLD_2_HIWIND | High Winds | 162 | CAISO_Wind | physical | none | 1 | 0 | 1 | wind_low_cf
ruling_list | ENERSJ_2_WIND | Energia Sierra Juarez | 155.1 | CAISO_Wind | physical | none | 1 | 0 | 1 | wind_low_cf
ruling_list | Blackspring Ridge IA | Blackspring Ridge IA | 150 | CAISO_Wind | physical | none | 1 | 0 | 1 | wind_low_cf
ruling_list | Blackspring Ridge IB | Blackspring Ridge IB | 150 | CAISO_Wind | physical | none | 1 | 0 | 1 | wind_low_cf
ruling_list | Halkirk I Wind Project | Halkirk I Wind Project | 150 | CAISO_Wind | physical | none | 1 | 0 | 1 | wind_low_cf
ruling_list | BRDSLD_2_SHILO2 | Shiloh II Wind Project | 150 | CAISO_Wind | physical | none | 1 | 0 | 1 | wind_low_cf
ruling_list | BRDSLD_2_SHILO1 | Shiloh I Wind Project | 150 | CAISO_Wind | physical | none | 1 | 0 | 1 | wind_low_cf
ruling_list | ALTA4A_2_CPCW1 | Alta Windpower I | 150 | CAISO_Wind | physical | none | 1 | 0 | 1 | wind_low_cf
ruling_list | ALTA4B_2_CPCW2 | Alta Windpower II | 150 | CAISO_Wind | physical | none | 1 | 0 | 1 | wind_low_cf
ruling_list | ALTA4B_2_CPCW3 | Alta Windpower III | 150 | CAISO_Wind | physical | none | 1 | 0 | 1 | wind_low_cf
ruling_list | ALTA4B_2_CPCW6 | Mustang Hills, LLC | 150 | CAISO_Wind | physical | none | 1 | 0 | 1 | wind_low_cf
ruling_list | ALTA3A_2_CPCE8 | Alta Windpower VIII | 150 | CAISO_Wind | physical | none | 1 | 0 | 1 | wind_low_cf
ruling_list | Green Ridge Power LLC (110 MW) | Green Ridge Power LLC (110 MW) | 144.1 | CAISO_Wind | physical | none | 1 | 0 | 1 | wind_low_cf
ruling_list | Broadview Energy KW, LLC | Broadview Energy KW, LLC | 142.6 | CAISO_Wind | physical | none | 1 | 0 | 1 | wind_low_cf
ruling_list | ROSMDW_2_WIND1 | Pacific Wind Project | 140 | CAISO_Wind | physical | none | 1 | 0 | 1 | wind_low_cf
ruling_list | ALTA6E_2_WIND10 | Alta Windpower X | 138 | CAISO_Wind | physical | none | 1 | 0 | 1 | wind_low_cf
ruling_list | ALT6DS_2_WIND9 | Pinyon Pines II | 132 | CAISO_Wind | physical | none | 1 | 0 | 1 | wind_low_cf
ruling_list | Tule Wind | Tule Wind | 132 | CAISO_Wind | physical | none | 1 | 0 | 1 | wind_low_cf
ruling_list | Voyager Wind I, LLC | Voyager Wind I, LLC | 132 | CAISO_Wind | physical | none | 1 | 0 | 1 | wind_low_cf
ruling_list | Los Banos Wind | Los Banos Wind | 125 | CAISO_Wind | physical | none | 1 | 0 | 1 | wind_low_cf
ruling_list | Goshen Phase II, LLC | Goshen Phase II, LLC | 124.5 | CAISO_Wind | physical | none | 1 | 0 | 1 | wind_low_cf
ruling_list | WNDSTR_2_WIND | Windstar Energy, LLC | 120 | CAISO_Wind | physical | none | 1 | 0 | 1 | wind_low_cf
ruling_list | NaturEner Glacier 1 | NaturEner Glacier 1 | 106.5 | CAISO_Wind | physical | none | 1 | 0 | 1 | wind_low_cf
ruling_list | Big Horn 1 | Big Horn 1 | 105 | CAISO_Wind | physical | none | 1 | 0 | 1 | wind_low_cf
ruling_list | Palouse Wind | Palouse Wind | 104.4 | CAISO_Wind | physical | none | 1 | 0 | 1 | wind_low_cf
ruling_list | NaturEner Glacier 2 | NaturEner Glacier 2 | 103.5 | CAISO_Wind | physical | none | 1 | 0 | 1 | wind_low_cf
ruling_list | HATRDG_2_WIND | Hatchet Ridge | 103.2 | CAISO_Wind | physical | none | 1 | 0 | 1 | wind_low_cf
ruling_list | Rattlesnake Road (Arlington) Wind Power Project | Rattlesnake Road (Arlington) Wind Power Project | 102.9 | CAISO_Wind | physical | none | 1 | 0 | 1 | wind_low_cf
ruling_list | BRDSLD_2_SHLO3A | Shiloh III Wind Project | 102.5 | CAISO_Wind | physical | none | 1 | 0 | 1 | wind_low_cf
ruling_list | BRODIE_2_WIND | Coram Brodie | 102 | CAISO_Wind | physical | none | 1 | 0 | 1 | wind_low_cf
ruling_list | ALTA3A_2_CPCE4 | Alta Windpower IV | 102 | CAISO_Wind | physical | none | 1 | 0 | 1 | wind_low_cf
ruling_list | BRDSLD_2_SHLO3B | Shiloh IV | 100 | CAISO_Wind | physical | none | 1 | 0 | 1 | wind_low_cf
ruling_list | RTREE_2_WIND3 | Rising Tree Wind Farm III, LLC (f/k/a Alta XIII) | 100 | CAISO_Wind | physical | none | 1 | 0 | 1 | wind_low_cf
ruling_list | Vantage Wind Energy Center | Vantage Wind Energy Center | 90 | CAISO_Wind | physical | none | 1 | 0 | 1 | wind_low_cf
ruling_list | Klondike IIIA | Klondike IIIA | 90 | CAISO_Wind | physical | none | 1 | 0 | 1 | wind_low_cf
ruling_list | ALTA6B_2_WIND11 | Alta Windpower XI | 90 | CAISO_Wind | physical | none | 1 | 0 | 1 | wind_low_cf
ruling_list | Klondike Wind Power Project III | Klondike Wind Power Project III | 85 | CAISO_Wind | physical | none | 1 | 0 | 1 | wind_low_cf
ruling_list | RTREE_2_WIND1 | Rising Tree Wind Farm, LLC | 80 | CAISO_Wind | physical | none | 1 | 0 | 1 | wind_low_cf
ruling_list | USWPJR_2_UNITS | Vasco Wind Energy Center | 78.2 | CAISO_Wind | physical | none | 1 | 0 | 1 | wind_low_cf
ruling_list | BRDSLD_2_MTZUM2 | Montezuma II Wind Energy Center | 78.2 | CAISO_Wind | physical | none | 1 | 0 | 1 | wind_low_cf
ruling_list | JAWBNE_2_SRWND | Sky River Patnership (Wilderness I) | 77 | CAISO_Wind | physical | none | 1 | 0 | 1 | wind_low_cf
ruling_list | MTWIND_1_UNIT 1 | Mountain View Power Partners, LLC | 66.6 | CAISO_Wind | physical | none | 1 | 0 | 1 | wind_low_cf
ruling_list | ENWIND_2_WIND2 | Ridgetop Energy, LLC (I) | 65 | CAISO_Wind | physical | none | 1 | 0 | 1 | wind_low_cf
ruling_list | VINCNT_2_WESTWD | Oasis Power | 60 | CAISO_Wind | physical | none | 1 | 0 | 1 | wind_low_cf
ruling_list | ANTLPE_2_QF | Tehachapi Power Purchase Contract Trust | 56 | CAISO_Wind | physical | none | 1 | 0 | 1 | wind_low_cf
ruling_list | Green Ridge Power LLC (70 MW) | Green Ridge Power LLC (70 MW) | 54 | CAISO_Wind | physical | none | 1 | 0 | 1 | wind_low_cf
ruling_list | CRSTWD_6_KUMYAY | Kumeyaay Wind Energy Facility | 50 | CAISO_Wind | physical | none | 1 | 0 | 1 | wind_low_cf
ruling_list | San Gorgonio Wind | San Gorgonio Wind | 49.5 | CAISO_Wind | physical | none | 1 | 0 | 1 | wind_low_cf
ruling_list | BLAST_1_WIND | Mountain View Power Partners IV, LLC | 49 | CAISO_Wind | physical | none | 1 | 0 | 1 | wind_low_cf
ruling_list | Altamont Midway Ltd. | Altamont Midway Ltd. | 48.9 | CAISO_Wind | physical | none | 1 | 0 | 1 | wind_low_cf
ruling_list | ENWIND_2_WIND1 | Cameron Ridge LLC (III) | 47.12 | CAISO_Wind | physical | none | 1 | 0 | 1 | wind_low_cf
ruling_list | TIFFNY_1_DILLON | Dillon Wind LLC (A&R) | 45 | CAISO_Wind | physical | none | 1 | 0 | 1 | wind_low_cf
ruling_list | Green Ridge Power LLC (100 MW - A) | Green Ridge Power LLC (100 MW - A) | 43.1 | CAISO_Wind | physical | none | 1 | 0 | 1 | wind_low_cf
ruling_list | WNDMAS_2_UNIT 1 | Buena Vista | 43 | CAISO_Wind | physical | none | 1 | 0 | 1 | wind_low_cf
ruling_list | USWND2_1_WIND2 | Golden Hills B | 42.96 | CAISO_Wind | physical | none | 1 | 0 | 1 | wind_low_cf
ruling_list | USWND2_1_WIND1 | Golden Hills A | 42.96 | CAISO_Wind | physical | none | 1 | 0 | 1 | wind_low_cf
ruling_list | Voyager Wind III | Voyager Wind III | 42 | CAISO_Wind | physical | none | 1 | 0 | 1 | wind_low_cf
ruling_list | Golden Hills North | Golden Hills North | 41.2 | CAISO_Wind | physical | none | 1 | 0 | 1 | wind_low_cf
ruling_list | TRNSWD_1_QF | Cabazon Wind Partners, LLC | 41 | CAISO_Wind | physical | none | 1 | 0 | 1 | wind_low_cf
ruling_list | BRDSLD_2_MTZUMA | Montezuma Wind Energy Center | 36.8 | CAISO_Wind | physical | none | 1 | 0 | 1 | wind_low_cf
ruling_list | INTTRB_6_UNIT | International Turbine Research | 34 | CAISO_Wind | physical | none | 1 | 0 | 1 | wind_low_cf
ruling_list | DEVERS_1_QF | Section 16-29 Trust (Altech III) | 32.874 | CAISO_Wind | physical | none | 1 | 0 | 1 | wind_low_cf
ruling_list | PANSEA_1_PANARO | Mesa Wind Power Corporation | 29.9 | CAISO_Wind | physical | none | 1 | 0 | 1 | wind_low_cf
ruling_list | Pleasant Valley (WEST Wyoming Wind Energy Center) | Pleasant Valley (WEST Wyoming Wind Energy Center) | 29.8926 | CAISO_Wind | physical | none | 1 | 0 | 1 | wind_low_cf
ruling_list | Tres Vaqueros Wind Farms, LLC | Tres Vaqueros Wind Farms, LLC | 28 | CAISO_Wind | physical | none | 1 | 0 | 1 | wind_low_cf
ruling_list | Northwind Energy | Northwind Energy | 27 | CAISO_Wind | physical | none | 1 | 0 | 1 | wind_low_cf
ruling_list | Alta Mesa Pwr. Purch. Contract Trust | Alta Mesa Pwr. Purch. Contract Trust | 27 | CAISO_Wind | physical | none | 1 | 0 | 1 | wind_low_cf
ruling_list | MTWIND_1_UNIT 3 | Iberdrola - Mountain Wind | 22.8 | CAISO_Wind | physical | none | 1 | 0 | 1 | wind_low_cf
ruling_list | Patterson Pass Wind Farm LLC | Patterson Pass Wind Farm LLC | 22 | CAISO_Wind | physical | none | 1 | 0 | 1 | wind_low_cf
ruling_list | Altech III - RAM 5 | Altech III - RAM 5 | 20 | CAISO_Wind | physical | none | 1 | 0 | 1 | wind_low_cf
ruling_list | Sand Hill Wind, LLC - RAM 3 | Sand Hill Wind, LLC - RAM 3 | 20 | CAISO_Wind | physical | none | 1 | 0 | 1 | wind_low_cf
ruling_list | ARBWD_6_QF | Wind Resource II - RAM 2 | 19.955 | CAISO_Wind | physical | none | 1 | 0 | 1 | wind_low_cf
ruling_list | RTREE_2_WIND2 | Rising Tree Wind Farm II LLC - RAM 4 | 19.8 | CAISO_Wind | physical | none | 1 | 0 | 1 | wind_low_cf
ruling_list | Pebble Springs | Pebble Springs | 19.74 | CAISO_Wind | physical | none | 1 | 0 | 1 | wind_low_cf
ruling_list | CAPWD_1_QF | Edom Hills Project 1, LLC | 19.55 | CAISO_Wind | physical | none | 1 | 0 | 1 | wind_low_cf
ruling_list | Altamont Power LLC (4-4) | Altamont Power LLC (4-4) | 19 | CAISO_Wind | physical | none | 1 | 0 | 1 | wind_low_cf
ruling_list | Altamont Power LLC (6-4) | Altamont Power LLC (6-4) | 19 | CAISO_Wind | physical | none | 1 | 0 | 1 | wind_low_cf
ruling_list | FLOWD2_2_FPLWND | Diablo Winds (2) | 18 | CAISO_Wind | physical | none | 1 | 0 | 1 | wind_low_cf
ruling_list | ZOND_6_UNIT | Santa Clara 85C | 18 | CAISO_Wind | physical | none | 1 | 0 | 1 | wind_low_cf
ruling_list | Big Horn 2 | Big Horn 2 | 17.5 | CAISO_Wind | physical | none | 1 | 0 | 1 | wind_low_cf
ruling_list | GARNET_1_UNITS | FPL Energy Green Power Wind | 16.5 | CAISO_Wind | physical | none | 1 | 0 | 1 | wind_low_cf
ruling_list | Smoke Tree Wind, LLC | Smoke Tree Wind, LLC | 16 | CAISO_Wind | physical | none | 1 | 0 | 1 | wind_low_cf
ruling_list | Horse Butte Wind | Horse Butte Wind | 15.1966 | CAISO_Wind | physical | none | 1 | 0 | 1 | wind_low_cf
ruling_list | ALTWD_1_QF | Difwind Partners | 15.063 | CAISO_Wind | physical | none | 1 | 0 | 1 | wind_low_cf
ruling_list | Green Ridge Power LLC (100 MW - D) | Green Ridge Power LLC (100 MW - D) | 15 | CAISO_Wind | physical | none | 1 | 0 | 1 | wind_low_cf
ruling_list | Section 20 Trust | Section 20 Trust | 13.51 | CAISO_Wind | physical | none | 1 | 0 | 1 | wind_low_cf
ruling_list | FLOWD_2_WIND1 | Cameron Ridge II, LLC (f/k/a 6091) | 11.9 | CAISO_Wind | physical | none | 1 | 0 | 1 | wind_low_cf
ruling_list | Energy Development & Const. Corp. (f/k/a 6062) | Energy Development & Const. Corp. (f/k/a 6062) | 11.7 | CAISO_Wind | physical | none | 1 | 0 | 1 | wind_low_cf
ruling_list | GARNET_2_WIND1 | San Gorgonio | 11.2 | CAISO_Wind | physical | none | 1 | 0 | 1 | wind_low_cf
ruling_list | Green Ridge Power LLC (23.8 MW) | Green Ridge Power LLC (23.8 MW) | 10.8 | CAISO_Wind | physical | none | 1 | 0 | 1 | wind_low_cf
ruling_list | USWNDR_2_UNITS | Edf Renewable Windfarm V, Inc. (10 MW) | 10 | CAISO_Wind | physical | none | 1 | 0 | 1 | wind_low_cf
ruling_list | GARNET_2_WIND4 | San Gorgonio Westwinds II- Windustries, LLC (f/k/a 6058) | 9.8 | CAISO_Wind | physical | none | 1 | 0 | 1 | wind_low_cf
ruling_list | NZWIND_6_CALWND | Wind Resource I - RAM 1 | 9 | CAISO_Wind | physical | none | 1 | 0 | 1 | wind_low_cf
ruling_list | MIDWD_2_WIND1 | Windland Refresh 2, LLC (f/k/a 6097) | 7.81 | CAISO_Wind | physical | none | 1 | 0 | 1 | wind_low_cf
ruling_list | MIDWD_7_CORAMB | Coram Energy | 7.5 | CAISO_Wind | physical | none | 1 | 0 | 1 | wind_low_cf
ruling_list | MIDWD_6_WNDLND | Windland Refresh, LLC | 7.46 | CAISO_Wind | physical | none | 1 | 0 | 1 | wind_low_cf
ruling_list | NZWIND_6_WDSTR2 | Wind Stream Operations, LLC (VG # 2) | 6.925 | CAISO_Wind | physical | none | 1 | 0 | 1 | wind_low_cf
ruling_list | NZWIND_6_WDSTR4 | Wind Stream Operations, LLC (VG # 4) | 6.77 | CAISO_Wind | physical | none | 1 | 0 | 1 | wind_low_cf
ruling_list | GARNET_1_WIND | Garnet Wind Energy Center | 6.5 | CAISO_Wind | physical | none | 1 | 0 | 1 | wind_low_cf
ruling_list | NZWIND_6_WDSTR3 | Wind Stream Operations, LLC (VG # 3) | 6.015 | CAISO_Wind | physical | none | 1 | 0 | 1 | wind_low_cf
ruling_list | GARNET_1_WT3WND | WAGNER WIND, LLC | 6 | CAISO_Wind | physical | none | 1 | 0 | 1 | wind_low_cf
ruling_list | BNY Western Trust Company | BNY Western Trust Company | 5.93 | CAISO_Wind | physical | none | 1 | 0 | 1 | wind_low_cf
ruling_list | Green Ridge Power LLC (5.9 MW) | Green Ridge Power LLC (5.9 MW) | 5.9 | CAISO_Wind | physical | none | 1 | 0 | 1 | wind_low_cf
ruling_list | Forebay Wind LLC - Altech | Forebay Wind LLC - Altech | 5.76 | CAISO_Wind | physical | none | 1 | 0 | 1 | wind_low_cf
ruling_list | Milford Wind WT11 | Milford Wind WT11 | 5.0875 | CAISO_Wind | physical | none | 1 | 0 | 1 | wind_low_cf
ruling_list | Juniper Canyon Wind Power | Juniper Canyon Wind Power | 4.6721 | CAISO_Wind | physical | none | 1 | 0 | 0 | wind_low_cf
ruling_list | Western Wind Energy Corp (Windridge) | Western Wind Energy Corp (Windridge) | 4.5 | CAISO_Wind | physical | none | 1 | 0 | 1 | wind_low_cf
ruling_list | Altamont Power LLC (3-4 ) | Altamont Power LLC (3-4 ) | 4.05 | CAISO_Wind | physical | none | 1 | 0 | 1 | wind_low_cf
ruling_list | Mogul Energy Partnership I | Mogul Energy Partnership I | 4 | CAISO_Wind | physical | none | 1 | 0 | 1 | wind_low_cf
ruling_list | OAKWD_6_ZEPHWD | Oak Creek Wind - Zephyr | 3.5 | CAISO_Wind | physical | none | 1 | 0 | 1 | wind_low_cf
ruling_list | MIDWD_2_WIND2 | Coram Energy, LLC | 3 | CAISO_Wind | physical | none | 1 | 0 | 1 | wind_low_cf
ruling_list | Coram Energy LLC | Coram Energy LLC | 3 | CAISO_Wind | physical | none | 1 | 0 | 1 | wind_low_cf
ruling_list | GARNET_2_WIND5 | Yavi Energy (f/k/a 6052) | 3 | CAISO_Wind | physical | none | 1 | 0 | 1 | wind_low_cf
ruling_list | Forebay Wind LLC - Western | Forebay Wind LLC - Western | 2.7 | CAISO_Wind | physical | none | 1 | 0 | 1 | wind_low_cf
ruling_list | Forebay Wind LLC - Cwes | Forebay Wind LLC - Cwes | 2.1 | CAISO_Wind | physical | none | 1 | 0 | 1 | wind_low_cf
ruling_list | PWEST_1_UNIT | Iberdrola - Phoenix West | 2.1 | CAISO_Wind | physical | none | 1 | 0 | 1 | wind_low_cf
ruling_list | Forebay Wind LLC - Viking | Forebay Wind LLC - Viking | 1.69 | CAISO_Wind | physical | none | 1 | 0 | 1 | wind_low_cf
ruling_list | BUCKWD_7_WINTCV | Wintec Energy #2-A | 1.32 | CAISO_Wind | physical | none | 1 | 0 | 1 | wind_low_cf
ruling_list | Forebay Wind LLC - Taxvest | Forebay Wind LLC - Taxvest | 0.715 | CAISO_Wind | physical | none | 1 | 0 | 1 | wind_low_cf
ruling_list | Forebay Wind LLC - Seawest | Forebay Wind LLC - Seawest | 0.065 | CAISO_Wind | physical | none | 1 | 0 | 1 | wind_low_cf
ruling_list | Donald R. Chenoweth | Donald R. Chenoweth | 0.01 | CAISO_Wind | physical | none | 1 | 0 | 1 | wind_low_cf
ruling_list | Bennett Creek Windfarm, LLC | Bennett Creek Windfarm, LLC | 0 | CAISO_Wind | physical | none | 1 | 0 | 1 | wind_low_cf
ruling_list | Hot Springs Windfarm, LLC, Mountain Wind Power II; Nine Canyon Wind Project - Phase 3 | Hot Springs Windfarm, LLC, Mountain Wind Power II; Nine Canyon Wind Project - Phase 3 | 0 | CAISO_Wind | physical | none | 1 | 0 | 1 | wind_low_cf
added | SutterEnergyCC-Total |  | 525 | BANC_CCGT | physical | none | 0 | 1 | 1 | thermal
template_list | Mountain_Pass_El_Dorado_Solar | 0 | #N/A | CAISO_Solar | new_resolve | fillme_name,type,mw | 0 | 1 | 0 | solar

## lse_names
lse | NAME | LSE Type
3PR | 3 Phases Renewables | ESP
APN | American PowerNet Management | ESP
AVCE | Apple Valley Choice Energy | CCA
CEI | Just Energy Solutions | ESP
CES | Commercial Energy of Montana | ESP
CNE | Constellation New Energy | ESP
COBP | City of Baldwin Park | CCA
COSB | City of Solana Beach | CCA
CPA | Calpine Power America | ESP
CPASC | Clean Power Alliance of Southern California | CCA
CPSF | CleanPowerSF | CCA
DCE | Desert Community Energy | CCA
DEB | Direct Energy Business | ESP
EBCE | East Bay Community Energy | CCA
EIPS | EDF Industrial Power Services | ESP
HANFORD | City of Hanford | CCA
KCCP | King City Community Power | CCA
LCE | Lancaster Choice Energy | CCA
LPH | Liberty Power Holdings | ESP
MBCPA | Monterey Bay Community Power Authority | CCA
MCE | Marin Clean Energy | CCA
NES | Calpine Energy Solutions | ESP
PALMDALE | City of Palmdale | CCA
PCEA | Peninsula Clean Energy Authority | CCA
PGE | Pacific Gas & Electric | IOU
PIONEER | Pioneer Community Energy | CCA
POMONA | City of Pomona | CCA
PPG | Pilot Power Group | ESP
PRIME | Pico Rivera Innovative Municipal Energy | CCA
RCEA | Redwood Coast Energy Authority | CCA
RMEA | Rancho Mirage Energy Authority | CCA
SCE | Southern California Edison | IOU
SDGE | San Diego Gas & Electric | IOU
SENA | Shell Energy North America | ESP
SJCE | San Jose Clean Energy | CCA
SJP | San Jacinto Power | CCA
SOMA | Sonoma Clean Power Authority | CCA
SVCEA | Silicon Valley Clean Energy Authority | CCA
TNG | Tiger Natural Gas | ESP
UCOP | University of California | ESP
VCEA | Valley Clean Energy Alliance | CCA
WCE | Western Community Energy | CCA
generic_example | Example LSE for illustrative purposes | None
PCORP | PacifiCorp | IOU
BEAR | Bear Valley Electric Service | IOU
LIB | Liberty Utilities | IOU
BCE | Butte Choice Energy | CCA
CEA | Clean Energy Alliance | CCA
COM | City of Commerce | CCA
SDCP | San Diego Community Power | CCA
SBCE | Santa Barbara Clean Energy | CCA
AGERA | Agera Energy, LLC | ESP
GEXA | Gexa Energy California, LLC | ESP
LPD | Liberty Power Delaware, LLC | ESP
PALMCO | Palmco Power CA | ESP
PRAX | Praxair Plainfield, Inc. | ESP
TENA | Tenaska Power Services Co. | ESP
YEP | Yep Energy | ESP
ANZA | Anza Electric Cooperative | COOP
PLUMAS | Plumas Sierra Rural Electric Cooperative | COOP
SURPRISE | Surprise Valley Electrification Corporation | COOP
VEA | Valley Electric Association | COOP

## elcc
type | year | month | elcc_type_year_month | elcc_percent_46mmt | elcc_percent_38mmt | selected_elcc: 38 mmt | 38 | <- current portfolio
wind_low_cf | 2020 | 1 | wind_low_cf_2020_1 | 14% | 14% | 14%
wind_low_cf | 2020 | 2 | wind_low_cf_2020_2 | 12% | 12% | 12% |  |  | Values through 2023 from: https://www.cpuc.ca.gov/WorkArea/DownloadAsset.aspx?id=6442463337
wind_low_cf | 2020 | 3 | wind_low_cf_2020_3 | 28% | 28% | 28% |  |  | Values 2024 and after from RESOLVE.
wind_low_cf | 2020 | 4 | wind_low_cf_2020_4 | 25% | 25% | 25%
wind_low_cf | 2020 | 5 | wind_low_cf_2020_5 | 25% | 25% | 25%
wind_low_cf | 2020 | 6 | wind_low_cf_2020_6 | 33% | 33% | 33%
wind_low_cf | 2020 | 7 | wind_low_cf_2020_7 | 23% | 23% | 23%
wind_low_cf | 2020 | 8 | wind_low_cf_2020_8 | 21% | 21% | 21%
wind_low_cf | 2020 | 9 | wind_low_cf_2020_9 | 15% | 15% | 15%
wind_low_cf | 2020 | 10 | wind_low_cf_2020_10 | 8% | 8% | 8%
wind_low_cf | 2020 | 11 | wind_low_cf_2020_11 | 12% | 12% | 12%
wind_low_cf | 2020 | 12 | wind_low_cf_2020_12 | 13% | 13% | 13%
wind_low_cf | 2021 | 1 | wind_low_cf_2021_1 | 14% | 14% | 14%
wind_low_cf | 2021 | 2 | wind_low_cf_2021_2 | 12% | 12% | 12%
wind_low_cf | 2021 | 3 | wind_low_cf_2021_3 | 28% | 28% | 28%
wind_low_cf | 2021 | 4 | wind_low_cf_2021_4 | 25% | 25% | 25%
wind_low_cf | 2021 | 5 | wind_low_cf_2021_5 | 25% | 25% | 25%
wind_low_cf | 2021 | 6 | wind_low_cf_2021_6 | 33% | 33% | 33%
wind_low_cf | 2021 | 7 | wind_low_cf_2021_7 | 23% | 23% | 23%
wind_low_cf | 2021 | 8 | wind_low_cf_2021_8 | 21% | 21% | 21%
wind_low_cf | 2021 | 9 | wind_low_cf_2021_9 | 15% | 15% | 15%
wind_low_cf | 2021 | 10 | wind_low_cf_2021_10 | 8% | 8% | 8%
wind_low_cf | 2021 | 11 | wind_low_cf_2021_11 | 12% | 12% | 12%
wind_low_cf | 2021 | 12 | wind_low_cf_2021_12 | 13% | 13% | 13%
wind_low_cf | 2022 | 1 | wind_low_cf_2022_1 | 14% | 14% | 14%
wind_low_cf | 2022 | 2 | wind_low_cf_2022_2 | 12% | 12% | 12%
wind_low_cf | 2022 | 3 | wind_low_cf_2022_3 | 28% | 28% | 28%
wind_low_cf | 2022 | 4 | wind_low_cf_2022_4 | 25% | 25% | 25%
wind_low_cf | 2022 | 5 | wind_low_cf_2022_5 | 25% | 25% | 25%
wind_low_cf | 2022 | 6 | wind_low_cf_2022_6 | 33% | 33% | 33%
wind_low_cf | 2022 | 7 | wind_low_cf_2022_7 | 23% | 23% | 23%
wind_low_cf | 2022 | 8 | wind_low_cf_2022_8 | 21% | 21% | 21%
wind_low_cf | 2022 | 9 | wind_low_cf_2022_9 | 15% | 15% | 15%
wind_low_cf | 2022 | 10 | wind_low_cf_2022_10 | 8% | 8% | 8%
wind_low_cf | 2022 | 11 | wind_low_cf_2022_11 | 12% | 12% | 12%
wind_low_cf | 2022 | 12 | wind_low_cf_2022_12 | 13% | 13% | 13%
wind_low_cf | 2023 | 1 | wind_low_cf_2023_1 | 14% | 14% | 14%
wind_low_cf | 2023 | 2 | wind_low_cf_2023_2 | 12% | 12% | 12%
wind_low_cf | 2023 | 3 | wind_low_cf_2023_3 | 28% | 28% | 28%
wind_low_cf | 2023 | 4 | wind_low_cf_2023_4 | 25% | 25% | 25%
wind_low_cf | 2023 | 5 | wind_low_cf_2023_5 | 25% | 25% | 25%
wind_low_cf | 2023 | 6 | wind_low_cf_2023_6 | 33% | 33% | 33%
wind_low_cf | 2023 | 7 | wind_low_cf_2023_7 | 23% | 23% | 23%
wind_low_cf | 2023 | 8 | wind_low_cf_2023_8 | 21% | 21% | 21%
wind_low_cf | 2023 | 9 | wind_low_cf_2023_9 | 15% | 15% | 15%
wind_low_cf | 2023 | 10 | wind_low_cf_2023_10 | 8% | 8% | 8%
wind_low_cf | 2023 | 11 | wind_low_cf_2023_11 | 12% | 12% | 12%
wind_low_cf | 2023 | 12 | wind_low_cf_2023_12 | 13% | 13% | 13%
wind_low_cf | 2024 | 1 | wind_low_cf_2024_1 | 15.87% | 16.12% | 16.12%
wind_low_cf | 2024 | 2 | wind_low_cf_2024_2 | 13.6% | 13.81% | 13.81%
wind_low_cf | 2024 | 3 | wind_low_cf_2024_3 | 31.73% | 32.23% | 32.23%
wind_low_cf | 2024 | 4 | wind_low_cf_2024_4 | 28.33% | 28.78% | 28.78%
wind_low_cf | 2024 | 5 | wind_low_cf_2024_5 | 28.33% | 28.78% | 28.78%
wind_low_cf | 2024 | 6 | wind_low_cf_2024_6 | 37.4% | 37.99% | 37.99%
wind_low_cf | 2024 | 7 | wind_low_cf_2024_7 | 26.07% | 26.48% | 26.48%
wind_low_cf | 2024 | 8 | wind_low_cf_2024_8 | 23.8% | 24.17% | 24.17%
wind_low_cf | 2024 | 9 | wind_low_cf_2024_9 | 17.33% | 17.27% | 17.27%
wind_low_cf | 2024 | 10 | wind_low_cf_2024_10 | 9.067% | 9.209% | 9.209%
wind_low_cf | 2024 | 11 | wind_low_cf_2024_11 | 13.6% | 13.81% | 13.81%
wind_low_cf | 2024 | 12 | wind_low_cf_2024_12 | 14.73% | 14.96% | 14.96%
wind_low_cf | 2025 | 1 | wind_low_cf_2025_1 | 18.67% | 18.23% | 18.23%
wind_low_cf | 2025 | 2 | wind_low_cf_2025_2 | 16% | 15.63% | 15.63%
wind_low_cf | 2025 | 3 | wind_low_cf_2025_3 | 37.33% | 36.46% | 36.46%
wind_low_cf | 2025 | 4 | wind_low_cf_2025_4 | 33.33% | 32.56% | 32.56%
wind_low_cf | 2025 | 5 | wind_low_cf_2025_5 | 33.33% | 32.56% | 32.56%
wind_low_cf | 2025 | 6 | wind_low_cf_2025_6 | 44% | 42.98% | 42.98%
wind_low_cf | 2025 | 7 | wind_low_cf_2025_7 | 30.67% | 29.95% | 29.95%
wind_low_cf | 2025 | 8 | wind_low_cf_2025_8 | 28% | 27.35% | 27.35%
wind_low_cf | 2025 | 9 | wind_low_cf_2025_9 | 19.67% | 19.53% | 19.53%
wind_low_cf | 2025 | 10 | wind_low_cf_2025_10 | 10.67% | 10.42% | 10.42%
wind_low_cf | 2025 | 11 | wind_low_cf_2025_11 | 16% | 15.63% | 15.63%
wind_low_cf | 2025 | 12 | wind_low_cf_2025_12 | 17.33% | 16.93% | 16.93%
wind_low_cf | 2026 | 1 | wind_low_cf_2026_1 | 20.53% | 20.35% | 20.35%
wind_low_cf | 2026 | 2 | wind_low_cf_2026_2 | 17.6% | 17.44% | 17.44%
wind_low_cf | 2026 | 3 | wind_low_cf_2026_3 | 41.07% | 40.7% | 40.7%
wind_low_cf | 2026 | 4 | wind_low_cf_2026_4 | 36.67% | 36.34% | 36.34%
wind_low_cf | 2026 | 5 | wind_low_cf_2026_5 | 36.67% | 36.34% | 36.34%
wind_low_cf | 2026 | 6 | wind_low_cf_2026_6 | 48.4% | 47.96% | 47.96%
wind_low_cf | 2026 | 7 | wind_low_cf_2026_7 | 33.73% | 33.43% | 33.43%
wind_low_cf | 2026 | 8 | wind_low_cf_2026_8 | 30.8% | 30.52% | 30.52%
wind_low_cf | 2026 | 9 | wind_low_cf_2026_9 | 22% | 21.8% | 21.8%
wind_low_cf | 2026 | 10 | wind_low_cf_2026_10 | 11.73% | 11.63% | 11.63%
wind_low_cf | 2026 | 11 | wind_low_cf_2026_11 | 17.6% | 17.44% | 17.44%
wind_low_cf | 2026 | 12 | wind_low_cf_2026_12 | 19.07% | 18.89% | 18.89%
wind_high_cf | 2026 | 1 | wind_high_cf_2026_1 | 26.13% | 25.61% | 25.61%
wind_high_cf | 2026 | 2 | wind_high_cf_2026_2 | 22.4% | 21.95% | 21.95%
wind_high_cf | 2026 | 3 | wind_high_cf_2026_3 | 52.27% | 51.22% | 51.22%
wind_high_cf | 2026 | 4 | wind_high_cf_2026_4 | 46.67% | 45.73% | 45.73%
wind_high_cf | 2026 | 5 | wind_high_cf_2026_5 | 46.67% | 45.73% | 45.73%
wind_high_cf | 2026 | 6 | wind_high_cf_2026_6 | 61.6% | 60.37% | 60.37%
wind_high_cf | 2026 | 7 | wind_high_cf_2026_7 | 42.93% | 42.07% | 42.07%
wind_high_cf | 2026 | 8 | wind_high_cf_2026_8 | 39.2% | 38.42% | 38.42%
wind_high_cf | 2026 | 9 | wind_high_cf_2026_9 | 27.69% | 27.4% | 27.4%
wind_high_cf | 2026 | 10 | wind_high_cf_2026_10 | 14.93% | 14.63% | 14.63%
wind_high_cf | 2026 | 11 | wind_high_cf_2026_11 | 22.4% | 21.95% | 21.95%
wind_high_cf | 2026 | 12 | wind_high_cf_2026_12 | 24.27% | 23.78% | 23.78%
wind_low_cf | 2027 | 1 | wind_low_cf_2027_1 | 20.53% | 20.32% | 20.32%
wind_low_cf | 2027 | 2 | wind_low_cf_2027_2 | 17.6% | 17.42% | 17.42%
wind_low_cf | 2027 | 3 | wind_low_cf_2027_3 | 41.07% | 40.65% | 40.65%
wind_low_cf | 2027 | 4 | wind_low_cf_2027_4 | 36.67% | 36.29% | 36.29%
wind_low_cf | 2027 | 5 | wind_low_cf_2027_5 | 36.67% | 36.29% | 36.29%
wind_low_cf | 2027 | 6 | wind_low_cf_2027_6 | 48.4% | 47.9% | 47.9%
wind_low_cf | 2027 | 7 | wind_low_cf_2027_7 | 33.73% | 33.39% | 33.39%
wind_low_cf | 2027 | 8 | wind_low_cf_2027_8 | 30.8% | 30.48% | 30.48%
wind_low_cf | 2027 | 9 | wind_low_cf_2027_9 | 22% | 21.77% | 21.77%
wind_low_cf | 2027 | 10 | wind_low_cf_2027_10 | 11.73% | 11.61% | 11.61%
wind_low_cf | 2027 | 11 | wind_low_cf_2027_11 | 17.6% | 17.42% | 17.42%
wind_low_cf | 2027 | 12 | wind_low_cf_2027_12 | 19.07% | 18.87% | 18.87%
wind_high_cf | 2027 | 1 | wind_high_cf_2027_1 | 26.13% | 25.61% | 25.61%
wind_high_cf | 2027 | 2 | wind_high_cf_2027_2 | 22.4% | 21.95% | 21.95%
wind_high_cf | 2027 | 3 | wind_high_cf_2027_3 | 52.27% | 51.22% | 51.22%
wind_high_cf | 2027 | 4 | wind_high_cf_2027_4 | 46.67% | 45.73% | 45.73%
wind_high_cf | 2027 | 5 | wind_high_cf_2027_5 | 46.67% | 45.73% | 45.73%
wind_high_cf | 2027 | 6 | wind_high_cf_2027_6 | 61.6% | 60.37% | 60.37%
wind_high_cf | 2027 | 7 | wind_high_cf_2027_7 | 42.93% | 42.07% | 42.07%
wind_high_cf | 2027 | 8 | wind_high_cf_2027_8 | 39.2% | 38.42% | 38.42%
wind_high_cf | 2027 | 9 | wind_high_cf_2027_9 | 27.69% | 27.4% | 27.4%
wind_high_cf | 2027 | 10 | wind_high_cf_2027_10 | 14.93% | 14.63% | 14.63%
wind_high_cf | 2027 | 11 | wind_high_cf_2027_11 | 22.4% | 21.95% | 21.95%
wind_high_cf | 2027 | 12 | wind_high_cf_2027_12 | 24.27% | 23.78% | 23.78%
wind_low_cf | 2028 | 1 | wind_low_cf_2028_1 | 20.53% | 20.3% | 20.3%
wind_low_cf | 2028 | 2 | wind_low_cf_2028_2 | 17.6% | 17.4% | 17.4%
wind_low_cf | 2028 | 3 | wind_low_cf_2028_3 | 41.07% | 40.59% | 40.59%
wind_low_cf | 2028 | 4 | wind_low_cf_2028_4 | 36.67% | 36.25% | 36.25%
wind_low_cf | 2028 | 5 | wind_low_cf_2028_5 | 36.67% | 36.25% | 36.25%
wind_low_cf | 2028 | 6 | wind_low_cf_2028_6 | 48.4% | 47.84% | 47.84%
wind_low_cf | 2028 | 7 | wind_low_cf_2028_7 | 33.73% | 33.35% | 33.35%
wind_low_cf | 2028 | 8 | wind_low_cf_2028_8 | 30.8% | 30.45% | 30.45%
wind_low_cf | 2028 | 9 | wind_low_cf_2028_9 | 22% | 21.75% | 21.75%
wind_low_cf | 2028 | 10 | wind_low_cf_2028_10 | 11.73% | 11.6% | 11.6%
wind_low_cf | 2028 | 11 | wind_low_cf_2028_11 | 17.6% | 17.4% | 17.4%
wind_low_cf | 2028 | 12 | wind_low_cf_2028_12 | 19.07% | 18.85% | 18.85%
wind_high_cf | 2028 | 1 | wind_high_cf_2028_1 | 26.13% | 25.61% | 25.61%
wind_high_cf | 2028 | 2 | wind_high_cf_2028_2 | 22.4% | 21.95% | 21.95%
wind_high_cf | 2028 | 3 | wind_high_cf_2028_3 | 52.27% | 51.22% | 51.22%
wind_high_cf | 2028 | 4 | wind_high_cf_2028_4 | 46.67% | 45.73% | 45.73%
wind_high_cf | 2028 | 5 | wind_high_cf_2028_5 | 46.67% | 45.73% | 45.73%
wind_high_cf | 2028 | 6 | wind_high_cf_2028_6 | 61.6% | 60.37% | 60.37%
wind_high_cf | 2028 | 7 | wind_high_cf_2028_7 | 42.93% | 42.07% | 42.07%
wind_high_cf | 2028 | 8 | wind_high_cf_2028_8 | 39.2% | 38.42% | 38.42%
wind_high_cf | 2028 | 9 | wind_high_cf_2028_9 | 27.69% | 27.4% | 27.4%
wind_high_cf | 2028 | 10 | wind_high_cf_2028_10 | 14.93% | 14.63% | 14.63%
wind_high_cf | 2028 | 11 | wind_high_cf_2028_11 | 22.4% | 21.95% | 21.95%
wind_high_cf | 2028 | 12 | wind_high_cf_2028_12 | 24.27% | 23.78% | 23.78%
wind_low_cf | 2029 | 1 | wind_low_cf_2029_1 | 20.53% | 20.27% | 20.27%
wind_low_cf | 2029 | 2 | wind_low_cf_2029_2 | 17.6% | 17.38% | 17.38%
wind_low_cf | 2029 | 3 | wind_low_cf_2029_3 | 41.07% | 40.54% | 40.54%
wind_low_cf | 2029 | 4 | wind_low_cf_2029_4 | 36.67% | 36.2% | 36.2%
wind_low_cf | 2029 | 5 | wind_low_cf_2029_5 | 36.67% | 36.2% | 36.2%
wind_low_cf | 2029 | 6 | wind_low_cf_2029_6 | 48.4% | 47.78% | 47.78%
wind_low_cf | 2029 | 7 | wind_low_cf_2029_7 | 33.73% | 33.3% | 33.3%
wind_low_cf | 2029 | 8 | wind_low_cf_2029_8 | 30.8% | 30.41% | 30.41%
wind_low_cf | 2029 | 9 | wind_low_cf_2029_9 | 22% | 21.72% | 21.72%
wind_low_cf | 2029 | 10 | wind_low_cf_2029_10 | 11.73% | 11.58% | 11.58%
wind_low_cf | 2029 | 11 | wind_low_cf_2029_11 | 17.6% | 17.38% | 17.38%
wind_low_cf | 2029 | 12 | wind_low_cf_2029_12 | 19.07% | 18.82% | 18.82%
wind_high_cf | 2029 | 1 | wind_high_cf_2029_1 | 26.13% | 25.61% | 25.61%
wind_high_cf | 2029 | 2 | wind_high_cf_2029_2 | 22.4% | 21.95% | 21.95%
wind_high_cf | 2029 | 3 | wind_high_cf_2029_3 | 52.27% | 51.22% | 51.22%
wind_high_cf | 2029 | 4 | wind_high_cf_2029_4 | 46.67% | 45.73% | 45.73%
wind_high_cf | 2029 | 5 | wind_high_cf_2029_5 | 46.67% | 45.73% | 45.73%
wind_high_cf | 2029 | 6 | wind_high_cf_2029_6 | 61.6% | 60.37% | 60.37%
wind_high_cf | 2029 | 7 | wind_high_cf_2029_7 | 42.93% | 42.07% | 42.07%
wind_high_cf | 2029 | 8 | wind_high_cf_2029_8 | 39.2% | 38.42% | 38.42%
wind_high_cf | 2029 | 9 | wind_high_cf_2029_9 | 27.69% | 27.4% | 27.4%
wind_high_cf | 2029 | 10 | wind_high_cf_2029_10 | 14.93% | 14.63% | 14.63%
wind_high_cf | 2029 | 11 | wind_high_cf_2029_11 | 22.4% | 21.95% | 21.95%
wind_high_cf | 2029 | 12 | wind_high_cf_2029_12 | 24.27% | 23.78% | 23.78%
wind_low_cf | 2030 | 1 | wind_low_cf_2030_1 | 20.53% | 20.25% | 20.25%
wind_low_cf | 2030 | 2 | wind_low_cf_2030_2 | 17.6% | 17.35% | 17.35%
wind_low_cf | 2030 | 3 | wind_low_cf_2030_3 | 41.07% | 40.49% | 40.49%
wind_low_cf | 2030 | 4 | wind_low_cf_2030_4 | 36.67% | 36.15% | 36.15%
wind_low_cf | 2030 | 5 | wind_low_cf_2030_5 | 36.67% | 36.15% | 36.15%
wind_low_cf | 2030 | 6 | wind_low_cf_2030_6 | 48.4% | 47.72% | 47.72%
wind_low_cf | 2030 | 7 | wind_low_cf_2030_7 | 33.73% | 33.26% | 33.26%
wind_low_cf | 2030 | 8 | wind_low_cf_2030_8 | 30.8% | 30.37% | 30.37%
wind_low_cf | 2030 | 9 | wind_low_cf_2030_9 | 22% | 21.69% | 21.69%
wind_low_cf | 2030 | 10 | wind_low_cf_2030_10 | 11.73% | 11.57% | 11.57%
wind_low_cf | 2030 | 11 | wind_low_cf_2030_11 | 17.6% | 17.35% | 17.35%
wind_low_cf | 2030 | 12 | wind_low_cf_2030_12 | 19.07% | 18.8% | 18.8%
wind_high_cf | 2030 | 1 | wind_high_cf_2030_1 | 26.13% | 25.61% | 25.61%
wind_high_cf | 2030 | 2 | wind_high_cf_2030_2 | 22.4% | 21.95% | 21.95%
wind_high_cf | 2030 | 3 | wind_high_cf_2030_3 | 52.27% | 51.22% | 51.22%
wind_high_cf | 2030 | 4 | wind_high_cf_2030_4 | 46.67% | 45.73% | 45.73%
wind_high_cf | 2030 | 5 | wind_high_cf_2030_5 | 46.67% | 45.73% | 45.73%
wind_high_cf | 2030 | 6 | wind_high_cf_2030_6 | 61.6% | 60.37% | 60.37%
wind_high_cf | 2030 | 7 | wind_high_cf_2030_7 | 42.93% | 42.07% | 42.07%
wind_high_cf | 2030 | 8 | wind_high_cf_2030_8 | 39.2% | 38.42% | 38.42%
wind_high_cf | 2030 | 9 | wind_high_cf_2030_9 | 27.69% | 27.3% | 27.3%
wind_high_cf | 2030 | 10 | wind_high_cf_2030_10 | 14.93% | 14.63% | 14.63%
wind_high_cf | 2030 | 11 | wind_high_cf_2030_11 | 22.4% | 21.95% | 21.95%
wind_high_cf | 2030 | 12 | wind_high_cf_2030_12 | 24.27% | 23.78% | 23.78%
biomass | 2020 | 1 | biomass_2020_1 | 82% | 82% | 82%
biomass | 2020 | 2 | biomass_2020_2 | 86% | 86% | 86%
biomass | 2020 | 3 | biomass_2020_3 | 84% | 84% | 84%
biomass | 2020 | 4 | biomass_2020_4 | 76% | 76% | 76%
biomass | 2020 | 5 | biomass_2020_5 | 83% | 83% | 83%
biomass | 2020 | 6 | biomass_2020_6 | 89% | 89% | 89%
biomass | 2020 | 7 | biomass_2020_7 | 87% | 87% | 87%
biomass | 2020 | 8 | biomass_2020_8 | 90% | 90% | 90%
biomass | 2020 | 9 | biomass_2020_9 | 90% | 90% | 90%
biomass | 2020 | 10 | biomass_2020_10 | 81% | 81% | 81%
biomass | 2020 | 11 | biomass_2020_11 | 85% | 85% | 85%
biomass | 2020 | 12 | biomass_2020_12 | 86% | 86% | 86%
cogen | 2020 | 1 | cogen_2020_1 | 81% | 81% | 81%
cogen | 2020 | 2 | cogen_2020_2 | 79% | 79% | 79%
cogen | 2020 | 3 | cogen_2020_3 | 73% | 73% | 73%
cogen | 2020 | 4 | cogen_2020_4 | 66% | 66% | 66%
cogen | 2020 | 5 | cogen_2020_5 | 79% | 79% | 79%
cogen | 2020 | 6 | cogen_2020_6 | 85% | 85% | 85%
cogen | 2020 | 7 | cogen_2020_7 | 83% | 83% | 83%
cogen | 2020 | 8 | cogen_2020_8 | 83% | 83% | 83%
cogen | 2020 | 9 | cogen_2020_9 | 80% | 80% | 80%
cogen | 2020 | 10 | cogen_2020_10 | 72% | 72% | 72%
cogen | 2020 | 11 | cogen_2020_11 | 78% | 78% | 78%
cogen | 2020 | 12 | cogen_2020_12 | 82% | 82% | 82%
geothermal | 2020 | 1 | geothermal_2020_1 | 95% | 95% | 95%
geothermal | 2020 | 2 | geothermal_2020_2 | 92% | 92% | 92%
geothermal | 2020 | 3 | geothermal_2020_3 | 88% | 88% | 88%
geothermal | 2020 | 4 | geothermal_2020_4 | 76% | 76% | 76%
geothermal | 2020 | 5 | geothermal_2020_5 | 74% | 74% | 74%
geothermal | 2020 | 6 | geothermal_2020_6 | 70% | 70% | 70%
geothermal | 2020 | 7 | geothermal_2020_7 | 84% | 84% | 84%
geothermal | 2020 | 8 | geothermal_2020_8 | 82% | 82% | 82%
geothermal | 2020 | 9 | geothermal_2020_9 | 83% | 83% | 83%
geothermal | 2020 | 10 | geothermal_2020_10 | 86% | 86% | 86%
geothermal | 2020 | 11 | geothermal_2020_11 | 93% | 93% | 93%
geothermal | 2020 | 12 | geothermal_2020_12 | 95% | 95% | 95%
hydro | 2020 | 1 | hydro_2020_1 | 60% | 60% | 60%
hydro | 2020 | 2 | hydro_2020_2 | 70% | 70% | 70%
hydro | 2020 | 3 | hydro_2020_3 | 73% | 73% | 73%
hydro | 2020 | 4 | hydro_2020_4 | 72% | 72% | 72%
hydro | 2020 | 5 | hydro_2020_5 | 69% | 69% | 69%
hydro | 2020 | 6 | hydro_2020_6 | 74% | 74% | 74%
hydro | 2020 | 7 | hydro_2020_7 | 73% | 73% | 73%
hydro | 2020 | 8 | hydro_2020_8 | 72% | 72% | 72%
hydro | 2020 | 9 | hydro_2020_9 | 71% | 71% | 71%
hydro | 2020 | 10 | hydro_2020_10 | 64% | 64% | 64%
hydro | 2020 | 11 | hydro_2020_11 | 56% | 56% | 56%
hydro | 2020 | 12 | hydro_2020_12 | 64% | 64% | 64%
thermal | 2020 | 1 | thermal_2020_1 | 100% | 100% | 100%
thermal | 2020 | 2 | thermal_2020_2 | 100% | 100% | 100%
thermal | 2020 | 3 | thermal_2020_3 | 100% | 100% | 100%
thermal | 2020 | 4 | thermal_2020_4 | 100% | 100% | 100%
thermal | 2020 | 5 | thermal_2020_5 | 100% | 100% | 100%
thermal | 2020 | 6 | thermal_2020_6 | 100% | 100% | 100%
thermal | 2020 | 7 | thermal_2020_7 | 100% | 100% | 100%
thermal | 2020 | 8 | thermal_2020_8 | 100% | 100% | 100%
thermal | 2020 | 9 | thermal_2020_9 | 100% | 100% | 100%
thermal | 2020 | 10 | thermal_2020_10 | 100% | 100% | 100%
thermal | 2020 | 11 | thermal_2020_11 | 100% | 100% | 100%
thermal | 2020 | 12 | thermal_2020_12 | 100% | 100% | 100%
battery | 2020 | 1 | battery_2020_1 | 100% | 100% | 100%
battery | 2020 | 2 | battery_2020_2 | 100% | 100% | 100%
battery | 2020 | 3 | battery_2020_3 | 100% | 100% | 100%
battery | 2020 | 4 | battery_2020_4 | 100% | 100% | 100%
battery | 2020 | 5 | battery_2020_5 | 100% | 100% | 100%
battery | 2020 | 6 | battery_2020_6 | 100% | 100% | 100%
battery | 2020 | 7 | battery_2020_7 | 100% | 100% | 100%
battery | 2020 | 8 | battery_2020_8 | 100% | 100% | 100%
battery | 2020 | 9 | battery_2020_9 | 100% | 100% | 100%
battery | 2020 | 10 | battery_2020_10 | 100% | 100% | 100%
battery | 2020 | 11 | battery_2020_11 | 100% | 100% | 100%
battery | 2020 | 12 | battery_2020_12 | 100% | 100% | 100%
nuclear | 2020 | 1 | nuclear_2020_1 | 100% | 100% | 100%
nuclear | 2020 | 2 | nuclear_2020_2 | 100% | 100% | 100%
nuclear | 2020 | 3 | nuclear_2020_3 | 100% | 100% | 100%
nuclear | 2020 | 4 | nuclear_2020_4 | 100% | 100% | 100%
nuclear | 2020 | 5 | nuclear_2020_5 | 100% | 100% | 100%
nuclear | 2020 | 6 | nuclear_2020_6 | 100% | 100% | 100%
nuclear | 2020 | 7 | nuclear_2020_7 | 100% | 100% | 100%
nuclear | 2020 | 8 | nuclear_2020_8 | 100% | 100% | 100%
nuclear | 2020 | 9 | nuclear_2020_9 | 100% | 100% | 100%
nuclear | 2020 | 10 | nuclear_2020_10 | 100% | 100% | 100%
nuclear | 2020 | 11 | nuclear_2020_11 | 100% | 100% | 100%
nuclear | 2020 | 12 | nuclear_2020_12 | 100% | 100% | 100%
biomass | 2021 | 1 | biomass_2021_1 | 82% | 82% | 82%
biomass | 2021 | 2 | biomass_2021_2 | 86% | 86% | 86%
biomass | 2021 | 3 | biomass_2021_3 | 84% | 84% | 84%
biomass | 2021 | 4 | biomass_2021_4 | 76% | 76% | 76%
biomass | 2021 | 5 | biomass_2021_5 | 83% | 83% | 83%
biomass | 2021 | 6 | biomass_2021_6 | 89% | 89% | 89%
biomass | 2021 | 7 | biomass_2021_7 | 87% | 87% | 87%
biomass | 2021 | 8 | biomass_2021_8 | 90% | 90% | 90%
biomass | 2021 | 9 | biomass_2021_9 | 90% | 90% | 90%
biomass | 2021 | 10 | biomass_2021_10 | 81% | 81% | 81%
biomass | 2021 | 11 | biomass_2021_11 | 85% | 85% | 85%
biomass | 2021 | 12 | biomass_2021_12 | 86% | 86% | 86%
cogen | 2021 | 1 | cogen_2021_1 | 81% | 81% | 81%
cogen | 2021 | 2 | cogen_2021_2 | 79% | 79% | 79%
cogen | 2021 | 3 | cogen_2021_3 | 73% | 73% | 73%
cogen | 2021 | 4 | cogen_2021_4 | 66% | 66% | 66%
cogen | 2021 | 5 | cogen_2021_5 | 79% | 79% | 79%
cogen | 2021 | 6 | cogen_2021_6 | 85% | 85% | 85%
cogen | 2021 | 7 | cogen_2021_7 | 83% | 83% | 83%
cogen | 2021 | 8 | cogen_2021_8 | 83% | 83% | 83%
cogen | 2021 | 9 | cogen_2021_9 | 80% | 80% | 80%
cogen | 2021 | 10 | cogen_2021_10 | 72% | 72% | 72%
cogen | 2021 | 11 | cogen_2021_11 | 78% | 78% | 78%
cogen | 2021 | 12 | cogen_2021_12 | 82% | 82% | 82%
geothermal | 2021 | 1 | geothermal_2021_1 | 95% | 95% | 95%
geothermal | 2021 | 2 | geothermal_2021_2 | 92% | 92% | 92%
geothermal | 2021 | 3 | geothermal_2021_3 | 88% | 88% | 88%
geothermal | 2021 | 4 | geothermal_2021_4 | 76% | 76% | 76%
geothermal | 2021 | 5 | geothermal_2021_5 | 74% | 74% | 74%
geothermal | 2021 | 6 | geothermal_2021_6 | 70% | 70% | 70%
geothermal | 2021 | 7 | geothermal_2021_7 | 84% | 84% | 84%
geothermal | 2021 | 8 | geothermal_2021_8 | 82% | 82% | 82%
geothermal | 2021 | 9 | geothermal_2021_9 | 83% | 83% | 83%
geothermal | 2021 | 10 | geothermal_2021_10 | 86% | 86% | 86%
geothermal | 2021 | 11 | geothermal_2021_11 | 93% | 93% | 93%
geothermal | 2021 | 12 | geothermal_2021_12 | 95% | 95% | 95%
hydro | 2021 | 1 | hydro_2021_1 | 60% | 60% | 60%
hydro | 2021 | 2 | hydro_2021_2 | 70% | 70% | 70%
hydro | 2021 | 3 | hydro_2021_3 | 73% | 73% | 73%
hydro | 2021 | 4 | hydro_2021_4 | 72% | 72% | 72%
hydro | 2021 | 5 | hydro_2021_5 | 69% | 69% | 69%
hydro | 2021 | 6 | hydro_2021_6 | 74% | 74% | 74%
hydro | 2021 | 7 | hydro_2021_7 | 73% | 73% | 73%
hydro | 2021 | 8 | hydro_2021_8 | 72% | 72% | 72%
hydro | 2021 | 9 | hydro_2021_9 | 71% | 71% | 71%
hydro | 2021 | 10 | hydro_2021_10 | 64% | 64% | 64%
hydro | 2021 | 11 | hydro_2021_11 | 56% | 56% | 56%
hydro | 2021 | 12 | hydro_2021_12 | 64% | 64% | 64%
thermal | 2021 | 1 | thermal_2021_1 | 100% | 100% | 100%
thermal | 2021 | 2 | thermal_2021_2 | 100% | 100% | 100%
thermal | 2021 | 3 | thermal_2021_3 | 100% | 100% | 100%
thermal | 2021 | 4 | thermal_2021_4 | 100% | 100% | 100%
thermal | 2021 | 5 | thermal_2021_5 | 100% | 100% | 100%
thermal | 2021 | 6 | thermal_2021_6 | 100% | 100% | 100%
thermal | 2021 | 7 | thermal_2021_7 | 100% | 100% | 100%
thermal | 2021 | 8 | thermal_2021_8 | 100% | 100% | 100%
thermal | 2021 | 9 | thermal_2021_9 | 100% | 100% | 100%
thermal | 2021 | 10 | thermal_2021_10 | 100% | 100% | 100%
thermal | 2021 | 11 | thermal_2021_11 | 100% | 100% | 100%
thermal | 2021 | 12 | thermal_2021_12 | 100% | 100% | 100%
battery | 2021 | 1 | battery_2021_1 | 100% | 100% | 100%
battery | 2021 | 2 | battery_2021_2 | 100% | 100% | 100%
battery | 2021 | 3 | battery_2021_3 | 100% | 100% | 100%
battery | 2021 | 4 | battery_2021_4 | 100% | 100% | 100%
battery | 2021 | 5 | battery_2021_5 | 100% | 100% | 100%
battery | 2021 | 6 | battery_2021_6 | 100% | 100% | 100%
battery | 2021 | 7 | battery_2021_7 | 100% | 100% | 100%
battery | 2021 | 8 | battery_2021_8 | 100% | 100% | 100%
battery | 2021 | 9 | battery_2021_9 | 100% | 100% | 100%
battery | 2021 | 10 | battery_2021_10 | 100% | 100% | 100%
battery | 2021 | 11 | battery_2021_11 | 100% | 100% | 100%
battery | 2021 | 12 | battery_2021_12 | 100% | 100% | 100%
nuclear | 2021 | 1 | nuclear_2021_1 | 100% | 100% | 100%
nuclear | 2021 | 2 | nuclear_2021_2 | 100% | 100% | 100%
nuclear | 2021 | 3 | nuclear_2021_3 | 100% | 100% | 100%
nuclear | 2021 | 4 | nuclear_2021_4 | 100% | 100% | 100%
nuclear | 2021 | 5 | nuclear_2021_5 | 100% | 100% | 100%
nuclear | 2021 | 6 | nuclear_2021_6 | 100% | 100% | 100%
nuclear | 2021 | 7 | nuclear_2021_7 | 100% | 100% | 100%
nuclear | 2021 | 8 | nuclear_2021_8 | 100% | 100% | 100%
nuclear | 2021 | 9 | nuclear_2021_9 | 100% | 100% | 100%
nuclear | 2021 | 10 | nuclear_2021_10 | 100% | 100% | 100%
nuclear | 2021 | 11 | nuclear_2021_11 | 100% | 100% | 100%
nuclear | 2021 | 12 | nuclear_2021_12 | 100% | 100% | 100%
biomass | 2022 | 1 | biomass_2022_1 | 82% | 82% | 82%
biomass | 2022 | 2 | biomass_2022_2 | 86% | 86% | 86%
biomass | 2022 | 3 | biomass_2022_3 | 84% | 84% | 84%
biomass | 2022 | 4 | biomass_2022_4 | 76% | 76% | 76%
biomass | 2022 | 5 | biomass_2022_5 | 83% | 83% | 83%
biomass | 2022 | 6 | biomass_2022_6 | 89% | 89% | 89%
biomass | 2022 | 7 | biomass_2022_7 | 87% | 87% | 87%
biomass | 2022 | 8 | biomass_2022_8 | 90% | 90% | 90%
biomass | 2022 | 9 | biomass_2022_9 | 90% | 90% | 90%
biomass | 2022 | 10 | biomass_2022_10 | 81% | 81% | 81%
biomass | 2022 | 11 | biomass_2022_11 | 85% | 85% | 85%
biomass | 2022 | 12 | biomass_2022_12 | 86% | 86% | 86%
cogen | 2022 | 1 | cogen_2022_1 | 81% | 81% | 81%
cogen | 2022 | 2 | cogen_2022_2 | 79% | 79% | 79%
cogen | 2022 | 3 | cogen_2022_3 | 73% | 73% | 73%
cogen | 2022 | 4 | cogen_2022_4 | 66% | 66% | 66%
cogen | 2022 | 5 | cogen_2022_5 | 79% | 79% | 79%
cogen | 2022 | 6 | cogen_2022_6 | 85% | 85% | 85%
cogen | 2022 | 7 | cogen_2022_7 | 83% | 83% | 83%
cogen | 2022 | 8 | cogen_2022_8 | 83% | 83% | 83%
cogen | 2022 | 9 | cogen_2022_9 | 80% | 80% | 80%
cogen | 2022 | 10 | cogen_2022_10 | 72% | 72% | 72%
cogen | 2022 | 11 | cogen_2022_11 | 78% | 78% | 78%
cogen | 2022 | 12 | cogen_2022_12 | 82% | 82% | 82%
geothermal | 2022 | 1 | geothermal_2022_1 | 95% | 95% | 95%
geothermal | 2022 | 2 | geothermal_2022_2 | 92% | 92% | 92%
geothermal | 2022 | 3 | geothermal_2022_3 | 88% | 88% | 88%
geothermal | 2022 | 4 | geothermal_2022_4 | 76% | 76% | 76%
geothermal | 2022 | 5 | geothermal_2022_5 | 74% | 74% | 74%
geothermal | 2022 | 6 | geothermal_2022_6 | 70% | 70% | 70%
geothermal | 2022 | 7 | geothermal_2022_7 | 84% | 84% | 84%
geothermal | 2022 | 8 | geothermal_2022_8 | 82% | 82% | 82%
geothermal | 2022 | 9 | geothermal_2022_9 | 83% | 83% | 83%
geothermal | 2022 | 10 | geothermal_2022_10 | 86% | 86% | 86%
geothermal | 2022 | 11 | geothermal_2022_11 | 93% | 93% | 93%
geothermal | 2022 | 12 | geothermal_2022_12 | 95% | 95% | 95%
hydro | 2022 | 1 | hydro_2022_1 | 60% | 60% | 60%
hydro | 2022 | 2 | hydro_2022_2 | 70% | 70% | 70%
hydro | 2022 | 3 | hydro_2022_3 | 73% | 73% | 73%
hydro | 2022 | 4 | hydro_2022_4 | 72% | 72% | 72%
hydro | 2022 | 5 | hydro_2022_5 | 69% | 69% | 69%
hydro | 2022 | 6 | hydro_2022_6 | 74% | 74% | 74%
hydro | 2022 | 7 | hydro_2022_7 | 73% | 73% | 73%
hydro | 2022 | 8 | hydro_2022_8 | 72% | 72% | 72%
hydro | 2022 | 9 | hydro_2022_9 | 71% | 71% | 71%
hydro | 2022 | 10 | hydro_2022_10 | 64% | 64% | 64%
hydro | 2022 | 11 | hydro_2022_11 | 56% | 56% | 56%
hydro | 2022 | 12 | hydro_2022_12 | 64% | 64% | 64%
thermal | 2022 | 1 | thermal_2022_1 | 100% | 100% | 100%
thermal | 2022 | 2 | thermal_2022_2 | 100% | 100% | 100%
thermal | 2022 | 3 | thermal_2022_3 | 100% | 100% | 100%
thermal | 2022 | 4 | thermal_2022_4 | 100% | 100% | 100%
thermal | 2022 | 5 | thermal_2022_5 | 100% | 100% | 100%
thermal | 2022 | 6 | thermal_2022_6 | 100% | 100% | 100%
thermal | 2022 | 7 | thermal_2022_7 | 100% | 100% | 100%
thermal | 2022 | 8 | thermal_2022_8 | 100% | 100% | 100%
thermal | 2022 | 9 | thermal_2022_9 | 100% | 100% | 100%
thermal | 2022 | 10 | thermal_2022_10 | 100% | 100% | 100%
thermal | 2022 | 11 | thermal_2022_11 | 100% | 100% | 100%
thermal | 2022 | 12 | thermal_2022_12 | 100% | 100% | 100%
battery | 2022 | 1 | battery_2022_1 | 100% | 100% | 100%
battery | 2022 | 2 | battery_2022_2 | 100% | 100% | 100%
battery | 2022 | 3 | battery_2022_3 | 100% | 100% | 100%
battery | 2022 | 4 | battery_2022_4 | 100% | 100% | 100%
battery | 2022 | 5 | battery_2022_5 | 100% | 100% | 100%
battery | 2022 | 6 | battery_2022_6 | 100% | 100% | 100%
battery | 2022 | 7 | battery_2022_7 | 100% | 100% | 100%
battery | 2022 | 8 | battery_2022_8 | 100% | 100% | 100%
battery | 2022 | 9 | battery_2022_9 | 100% | 100% | 100%
battery | 2022 | 10 | battery_2022_10 | 100% | 100% | 100%
battery | 2022 | 11 | battery_2022_11 | 100% | 100% | 100%
battery | 2022 | 12 | battery_2022_12 | 100% | 100% | 100%
nuclear | 2022 | 1 | nuclear_2022_1 | 100% | 100% | 100%
nuclear | 2022 | 2 | nuclear_2022_2 | 100% | 100% | 100%
nuclear | 2022 | 3 | nuclear_2022_3 | 100% | 100% | 100%
nuclear | 2022 | 4 | nuclear_2022_4 | 100% | 100% | 100%
nuclear | 2022 | 5 | nuclear_2022_5 | 100% | 100% | 100%
nuclear | 2022 | 6 | nuclear_2022_6 | 100% | 100% | 100%
nuclear | 2022 | 7 | nuclear_2022_7 | 100% | 100% | 100%
nuclear | 2022 | 8 | nuclear_2022_8 | 100% | 100% | 100%
nuclear | 2022 | 9 | nuclear_2022_9 | 100% | 100% | 100%
nuclear | 2022 | 10 | nuclear_2022_10 | 100% | 100% | 100%
nuclear | 2022 | 11 | nuclear_2022_11 | 100% | 100% | 100%
nuclear | 2022 | 12 | nuclear_2022_12 | 100% | 100% | 100%
biomass | 2023 | 1 | biomass_2023_1 | 82% | 82% | 82%
biomass | 2023 | 2 | biomass_2023_2 | 86% | 86% | 86%
biomass | 2023 | 3 | biomass_2023_3 | 84% | 84% | 84%
biomass | 2023 | 4 | biomass_2023_4 | 76% | 76% | 76%
biomass | 2023 | 5 | biomass_2023_5 | 83% | 83% | 83%
biomass | 2023 | 6 | biomass_2023_6 | 89% | 89% | 89%
biomass | 2023 | 7 | biomass_2023_7 | 87% | 87% | 87%
biomass | 2023 | 8 | biomass_2023_8 | 90% | 90% | 90%
biomass | 2023 | 9 | biomass_2023_9 | 90% | 90% | 90%
biomass | 2023 | 10 | biomass_2023_10 | 81% | 81% | 81%
biomass | 2023 | 11 | biomass_2023_11 | 85% | 85% | 85%
biomass | 2023 | 12 | biomass_2023_12 | 86% | 86% | 86%
cogen | 2023 | 1 | cogen_2023_1 | 81% | 81% | 81%
cogen | 2023 | 2 | cogen_2023_2 | 79% | 79% | 79%
cogen | 2023 | 3 | cogen_2023_3 | 73% | 73% | 73%
cogen | 2023 | 4 | cogen_2023_4 | 66% | 66% | 66%
cogen | 2023 | 5 | cogen_2023_5 | 79% | 79% | 79%
cogen | 2023 | 6 | cogen_2023_6 | 85% | 85% | 85%
cogen | 2023 | 7 | cogen_2023_7 | 83% | 83% | 83%
cogen | 2023 | 8 | cogen_2023_8 | 83% | 83% | 83%
cogen | 2023 | 9 | cogen_2023_9 | 80% | 80% | 80%
cogen | 2023 | 10 | cogen_2023_10 | 72% | 72% | 72%
cogen | 2023 | 11 | cogen_2023_11 | 78% | 78% | 78%
cogen | 2023 | 12 | cogen_2023_12 | 82% | 82% | 82%
geothermal | 2023 | 1 | geothermal_2023_1 | 95% | 95% | 95%
geothermal | 2023 | 2 | geothermal_2023_2 | 92% | 92% | 92%
geothermal | 2023 | 3 | geothermal_2023_3 | 88% | 88% | 88%
geothermal | 2023 | 4 | geothermal_2023_4 | 76% | 76% | 76%
geothermal | 2023 | 5 | geothermal_2023_5 | 74% | 74% | 74%
geothermal | 2023 | 6 | geothermal_2023_6 | 70% | 70% | 70%
geothermal | 2023 | 7 | geothermal_2023_7 | 84% | 84% | 84%
geothermal | 2023 | 8 | geothermal_2023_8 | 82% | 82% | 82%
geothermal | 2023 | 9 | geothermal_2023_9 | 83% | 83% | 83%
geothermal | 2023 | 10 | geothermal_2023_10 | 86% | 86% | 86%
geothermal | 2023 | 11 | geothermal_2023_11 | 93% | 93% | 93%
geothermal | 2023 | 12 | geothermal_2023_12 | 95% | 95% | 95%
hydro | 2023 | 1 | hydro_2023_1 | 60% | 60% | 60%
hydro | 2023 | 2 | hydro_2023_2 | 70% | 70% | 70%
hydro | 2023 | 3 | hydro_2023_3 | 73% | 73% | 73%
hydro | 2023 | 4 | hydro_2023_4 | 72% | 72% | 72%
hydro | 2023 | 5 | hydro_2023_5 | 69% | 69% | 69%
hydro | 2023 | 6 | hydro_2023_6 | 74% | 74% | 74%
hydro | 2023 | 7 | hydro_2023_7 | 73% | 73% | 73%
hydro | 2023 | 8 | hydro_2023_8 | 72% | 72% | 72%
hydro | 2023 | 9 | hydro_2023_9 | 71% | 71% | 71%
hydro | 2023 | 10 | hydro_2023_10 | 64% | 64% | 64%
hydro | 2023 | 11 | hydro_2023_11 | 56% | 56% | 56%
hydro | 2023 | 12 | hydro_2023_12 | 64% | 64% | 64%
thermal | 2023 | 1 | thermal_2023_1 | 100% | 100% | 100%
thermal | 2023 | 2 | thermal_2023_2 | 100% | 100% | 100%
thermal | 2023 | 3 | thermal_2023_3 | 100% | 100% | 100%
thermal | 2023 | 4 | thermal_2023_4 | 100% | 100% | 100%
thermal | 2023 | 5 | thermal_2023_5 | 100% | 100% | 100%
thermal | 2023 | 6 | thermal_2023_6 | 100% | 100% | 100%
thermal | 2023 | 7 | thermal_2023_7 | 100% | 100% | 100%
thermal | 2023 | 8 | thermal_2023_8 | 100% | 100% | 100%
thermal | 2023 | 9 | thermal_2023_9 | 100% | 100% | 100%
thermal | 2023 | 10 | thermal_2023_10 | 100% | 100% | 100%
thermal | 2023 | 11 | thermal_2023_11 | 100% | 100% | 100%
thermal | 2023 | 12 | thermal_2023_12 | 100% | 100% | 100%
battery | 2023 | 1 | battery_2023_1 | 100% | 100% | 100%
battery | 2023 | 2 | battery_2023_2 | 100% | 100% | 100%
battery | 2023 | 3 | battery_2023_3 | 100% | 100% | 100%
battery | 2023 | 4 | battery_2023_4 | 100% | 100% | 100%
battery | 2023 | 5 | battery_2023_5 | 100% | 100% | 100%
battery | 2023 | 6 | battery_2023_6 | 100% | 100% | 100%
battery | 2023 | 7 | battery_2023_7 | 100% | 100% | 100%
battery | 2023 | 8 | battery_2023_8 | 100% | 100% | 100%
battery | 2023 | 9 | battery_2023_9 | 100% | 100% | 100%
battery | 2023 | 10 | battery_2023_10 | 100% | 100% | 100%
battery | 2023 | 11 | battery_2023_11 | 100% | 100% | 100%
battery | 2023 | 12 | battery_2023_12 | 100% | 100% | 100%
nuclear | 2023 | 1 | nuclear_2023_1 | 100% | 100% | 100%
nuclear | 2023 | 2 | nuclear_2023_2 | 100% | 100% | 100%
nuclear | 2023 | 3 | nuclear_2023_3 | 100% | 100% | 100%
nuclear | 2023 | 4 | nuclear_2023_4 | 100% | 100% | 100%
nuclear | 2023 | 5 | nuclear_2023_5 | 100% | 100% | 100%
nuclear | 2023 | 6 | nuclear_2023_6 | 100% | 100% | 100%
nuclear | 2023 | 7 | nuclear_2023_7 | 100% | 100% | 100%
nuclear | 2023 | 8 | nuclear_2023_8 | 100% | 100% | 100%
nuclear | 2023 | 9 | nuclear_2023_9 | 100% | 100% | 100%
nuclear | 2023 | 10 | nuclear_2023_10 | 100% | 100% | 100%
nuclear | 2023 | 11 | nuclear_2023_11 | 100% | 100% | 100%
nuclear | 2023 | 12 | nuclear_2023_12 | 100% | 100% | 100%
biomass | 2024 | 1 | biomass_2024_1 | 82% | 82% | 82%
biomass | 2024 | 2 | biomass_2024_2 | 86% | 86% | 86%
biomass | 2024 | 3 | biomass_2024_3 | 84% | 84% | 84%
biomass | 2024 | 4 | biomass_2024_4 | 76% | 76% | 76%
biomass | 2024 | 5 | biomass_2024_5 | 83% | 83% | 83%
biomass | 2024 | 6 | biomass_2024_6 | 89% | 89% | 89%
biomass | 2024 | 7 | biomass_2024_7 | 87% | 87% | 87%
biomass | 2024 | 8 | biomass_2024_8 | 90% | 90% | 90%
biomass | 2024 | 9 | biomass_2024_9 | 90% | 90% | 90%
biomass | 2024 | 10 | biomass_2024_10 | 81% | 81% | 81%
biomass | 2024 | 11 | biomass_2024_11 | 85% | 85% | 85%
biomass | 2024 | 12 | biomass_2024_12 | 86% | 86% | 86%
cogen | 2024 | 1 | cogen_2024_1 | 81% | 81% | 81%
cogen | 2024 | 2 | cogen_2024_2 | 79% | 79% | 79%
cogen | 2024 | 3 | cogen_2024_3 | 73% | 73% | 73%
cogen | 2024 | 4 | cogen_2024_4 | 66% | 66% | 66%
cogen | 2024 | 5 | cogen_2024_5 | 79% | 79% | 79%
cogen | 2024 | 6 | cogen_2024_6 | 85% | 85% | 85%
cogen | 2024 | 7 | cogen_2024_7 | 83% | 83% | 83%
cogen | 2024 | 8 | cogen_2024_8 | 83% | 83% | 83%
cogen | 2024 | 9 | cogen_2024_9 | 80% | 80% | 80%
cogen | 2024 | 10 | cogen_2024_10 | 72% | 72% | 72%
cogen | 2024 | 11 | cogen_2024_11 | 78% | 78% | 78%
cogen | 2024 | 12 | cogen_2024_12 | 82% | 82% | 82%
geothermal | 2024 | 1 | geothermal_2024_1 | 95% | 95% | 95%
geothermal | 2024 | 2 | geothermal_2024_2 | 92% | 92% | 92%
geothermal | 2024 | 3 | geothermal_2024_3 | 88% | 88% | 88%
geothermal | 2024 | 4 | geothermal_2024_4 | 76% | 76% | 76%
geothermal | 2024 | 5 | geothermal_2024_5 | 74% | 74% | 74%
geothermal | 2024 | 6 | geothermal_2024_6 | 70% | 70% | 70%
geothermal | 2024 | 7 | geothermal_2024_7 | 84% | 84% | 84%
geothermal | 2024 | 8 | geothermal_2024_8 | 82% | 82% | 82%
geothermal | 2024 | 9 | geothermal_2024_9 | 83% | 83% | 83%
geothermal | 2024 | 10 | geothermal_2024_10 | 86% | 86% | 86%
geothermal | 2024 | 11 | geothermal_2024_11 | 93% | 93% | 93%
geothermal | 2024 | 12 | geothermal_2024_12 | 95% | 95% | 95%
hydro | 2024 | 1 | hydro_2024_1 | 60% | 60% | 60%
hydro | 2024 | 2 | hydro_2024_2 | 70% | 70% | 70%
hydro | 2024 | 3 | hydro_2024_3 | 73% | 73% | 73%
hydro | 2024 | 4 | hydro_2024_4 | 72% | 72% | 72%
hydro | 2024 | 5 | hydro_2024_5 | 69% | 69% | 69%
hydro | 2024 | 6 | hydro_2024_6 | 74% | 74% | 74%
hydro | 2024 | 7 | hydro_2024_7 | 73% | 73% | 73%
hydro | 2024 | 8 | hydro_2024_8 | 72% | 72% | 72%
hydro | 2024 | 9 | hydro_2024_9 | 71% | 71% | 71%
hydro | 2024 | 10 | hydro_2024_10 | 64% | 64% | 64%
hydro | 2024 | 11 | hydro_2024_11 | 56% | 56% | 56%
hydro | 2024 | 12 | hydro_2024_12 | 64% | 64% | 64%
thermal | 2024 | 1 | thermal_2024_1 | 100% | 100% | 100%
thermal | 2024 | 2 | thermal_2024_2 | 100% | 100% | 100%
thermal | 2024 | 3 | thermal_2024_3 | 100% | 100% | 100%
thermal | 2024 | 4 | thermal_2024_4 | 100% | 100% | 100%
thermal | 2024 | 5 | thermal_2024_5 | 100% | 100% | 100%
thermal | 2024 | 6 | thermal_2024_6 | 100% | 100% | 100%
thermal | 2024 | 7 | thermal_2024_7 | 100% | 100% | 100%
thermal | 2024 | 8 | thermal_2024_8 | 100% | 100% | 100%
thermal | 2024 | 9 | thermal_2024_9 | 100% | 100% | 100%
thermal | 2024 | 10 | thermal_2024_10 | 100% | 100% | 100%
thermal | 2024 | 11 | thermal_2024_11 | 100% | 100% | 100%
thermal | 2024 | 12 | thermal_2024_12 | 100% | 100% | 100%
battery | 2024 | 1 | battery_2024_1 | 100% | 100% | 100%
battery | 2024 | 2 | battery_2024_2 | 100% | 100% | 100%
battery | 2024 | 3 | battery_2024_3 | 100% | 100% | 100%
battery | 2024 | 4 | battery_2024_4 | 100% | 100% | 100%
battery | 2024 | 5 | battery_2024_5 | 100% | 100% | 100%
battery | 2024 | 6 | battery_2024_6 | 100% | 100% | 100%
battery | 2024 | 7 | battery_2024_7 | 100% | 100% | 100%
battery | 2024 | 8 | battery_2024_8 | 100% | 100% | 100%
battery | 2024 | 9 | battery_2024_9 | 100% | 100% | 100%
battery | 2024 | 10 | battery_2024_10 | 100% | 100% | 100%
battery | 2024 | 11 | battery_2024_11 | 100% | 100% | 100%
battery | 2024 | 12 | battery_2024_12 | 100% | 100% | 100%
nuclear | 2024 | 1 | nuclear_2024_1 | 100% | 100% | 100%
nuclear | 2024 | 2 | nuclear_2024_2 | 100% | 100% | 100%
nuclear | 2024 | 3 | nuclear_2024_3 | 100% | 100% | 100%
nuclear | 2024 | 4 | nuclear_2024_4 | 100% | 100% | 100%
nuclear | 2024 | 5 | nuclear_2024_5 | 100% | 100% | 100%
nuclear | 2024 | 6 | nuclear_2024_6 | 100% | 100% | 100%
nuclear | 2024 | 7 | nuclear_2024_7 | 100% | 100% | 100%
nuclear | 2024 | 8 | nuclear_2024_8 | 100% | 100% | 100%
nuclear | 2024 | 9 | nuclear_2024_9 | 100% | 100% | 100%
nuclear | 2024 | 10 | nuclear_2024_10 | 100% | 100% | 100%
nuclear | 2024 | 11 | nuclear_2024_11 | 100% | 100% | 100%
nuclear | 2024 | 12 | nuclear_2024_12 | 100% | 100% | 100%
biomass | 2025 | 1 | biomass_2025_1 | 82% | 82% | 82%
biomass | 2025 | 2 | biomass_2025_2 | 86% | 86% | 86%
biomass | 2025 | 3 | biomass_2025_3 | 84% | 84% | 84%
biomass | 2025 | 4 | biomass_2025_4 | 76% | 76% | 76%
biomass | 2025 | 5 | biomass_2025_5 | 83% | 83% | 83%
biomass | 2025 | 6 | biomass_2025_6 | 89% | 89% | 89%
biomass | 2025 | 7 | biomass_2025_7 | 87% | 87% | 87%
biomass | 2025 | 8 | biomass_2025_8 | 90% | 90% | 90%
biomass | 2025 | 9 | biomass_2025_9 | 90% | 90% | 90%
biomass | 2025 | 10 | biomass_2025_10 | 81% | 81% | 81%
biomass | 2025 | 11 | biomass_2025_11 | 85% | 85% | 85%
biomass | 2025 | 12 | biomass_2025_12 | 86% | 86% | 86%
cogen | 2025 | 1 | cogen_2025_1 | 81% | 81% | 81%
cogen | 2025 | 2 | cogen_2025_2 | 79% | 79% | 79%
cogen | 2025 | 3 | cogen_2025_3 | 73% | 73% | 73%
cogen | 2025 | 4 | cogen_2025_4 | 66% | 66% | 66%
cogen | 2025 | 5 | cogen_2025_5 | 79% | 79% | 79%
cogen | 2025 | 6 | cogen_2025_6 | 85% | 85% | 85%
cogen | 2025 | 7 | cogen_2025_7 | 83% | 83% | 83%
cogen | 2025 | 8 | cogen_2025_8 | 83% | 83% | 83%
cogen | 2025 | 9 | cogen_2025_9 | 80% | 80% | 80%
cogen | 2025 | 10 | cogen_2025_10 | 72% | 72% | 72%
cogen | 2025 | 11 | cogen_2025_11 | 78% | 78% | 78%
cogen | 2025 | 12 | cogen_2025_12 | 82% | 82% | 82%
geothermal | 2025 | 1 | geothermal_2025_1 | 95% | 95% | 95%
geothermal | 2025 | 2 | geothermal_2025_2 | 92% | 92% | 92%
geothermal | 2025 | 3 | geothermal_2025_3 | 88% | 88% | 88%
geothermal | 2025 | 4 | geothermal_2025_4 | 76% | 76% | 76%
geothermal | 2025 | 5 | geothermal_2025_5 | 74% | 74% | 74%
geothermal | 2025 | 6 | geothermal_2025_6 | 70% | 70% | 70%
geothermal | 2025 | 7 | geothermal_2025_7 | 84% | 84% | 84%
geothermal | 2025 | 8 | geothermal_2025_8 | 82% | 82% | 82%
geothermal | 2025 | 9 | geothermal_2025_9 | 83% | 83% | 83%
geothermal | 2025 | 10 | geothermal_2025_10 | 86% | 86% | 86%
geothermal | 2025 | 11 | geothermal_2025_11 | 93% | 93% | 93%
geothermal | 2025 | 12 | geothermal_2025_12 | 95% | 95% | 95%
hydro | 2025 | 1 | hydro_2025_1 | 60% | 60% | 60%
hydro | 2025 | 2 | hydro_2025_2 | 70% | 70% | 70%
hydro | 2025 | 3 | hydro_2025_3 | 73% | 73% | 73%
hydro | 2025 | 4 | hydro_2025_4 | 72% | 72% | 72%
hydro | 2025 | 5 | hydro_2025_5 | 69% | 69% | 69%
hydro | 2025 | 6 | hydro_2025_6 | 74% | 74% | 74%
hydro | 2025 | 7 | hydro_2025_7 | 73% | 73% | 73%
hydro | 2025 | 8 | hydro_2025_8 | 72% | 72% | 72%
hydro | 2025 | 9 | hydro_2025_9 | 71% | 71% | 71%
hydro | 2025 | 10 | hydro_2025_10 | 64% | 64% | 64%
hydro | 2025 | 11 | hydro_2025_11 | 56% | 56% | 56%
hydro | 2025 | 12 | hydro_2025_12 | 64% | 64% | 64%
thermal | 2025 | 1 | thermal_2025_1 | 100% | 100% | 100%
thermal | 2025 | 2 | thermal_2025_2 | 100% | 100% | 100%
thermal | 2025 | 3 | thermal_2025_3 | 100% | 100% | 100%
thermal | 2025 | 4 | thermal_2025_4 | 100% | 100% | 100%
thermal | 2025 | 5 | thermal_2025_5 | 100% | 100% | 100%
thermal | 2025 | 6 | thermal_2025_6 | 100% | 100% | 100%
thermal | 2025 | 7 | thermal_2025_7 | 100% | 100% | 100%
thermal | 2025 | 8 | thermal_2025_8 | 100% | 100% | 100%
thermal | 2025 | 9 | thermal_2025_9 | 100% | 100% | 100%
thermal | 2025 | 10 | thermal_2025_10 | 100% | 100% | 100%
thermal | 2025 | 11 | thermal_2025_11 | 100% | 100% | 100%
thermal | 2025 | 12 | thermal_2025_12 | 100% | 100% | 100%
battery | 2025 | 1 | battery_2025_1 | 98.3% | 100% | 100%
battery | 2025 | 2 | battery_2025_2 | 98.3% | 100% | 100%
battery | 2025 | 3 | battery_2025_3 | 98.3% | 100% | 100%
battery | 2025 | 4 | battery_2025_4 | 98.3% | 100% | 100%
battery | 2025 | 5 | battery_2025_5 | 98.3% | 100% | 100%
battery | 2025 | 6 | battery_2025_6 | 98.3% | 100% | 100%
battery | 2025 | 7 | battery_2025_7 | 98.3% | 100% | 100%
battery | 2025 | 8 | battery_2025_8 | 98.3% | 100% | 100%
battery | 2025 | 9 | battery_2025_9 | 98.3% | 100% | 100%
battery | 2025 | 10 | battery_2025_10 | 98.3% | 100% | 100%
battery | 2025 | 11 | battery_2025_11 | 98.3% | 100% | 100%
battery | 2025 | 12 | battery_2025_12 | 98.3% | 100% | 100%
nuclear | 2025 | 1 | nuclear_2025_1 | 100% | 100% | 100%
nuclear | 2025 | 2 | nuclear_2025_2 | 100% | 100% | 100%
nuclear | 2025 | 3 | nuclear_2025_3 | 100% | 100% | 100%
nuclear | 2025 | 4 | nuclear_2025_4 | 100% | 100% | 100%
nuclear | 2025 | 5 | nuclear_2025_5 | 100% | 100% | 100%
nuclear | 2025 | 6 | nuclear_2025_6 | 100% | 100% | 100%
nuclear | 2025 | 7 | nuclear_2025_7 | 100% | 100% | 100%
nuclear | 2025 | 8 | nuclear_2025_8 | 100% | 100% | 100%
nuclear | 2025 | 9 | nuclear_2025_9 | 100% | 100% | 100%
nuclear | 2025 | 10 | nuclear_2025_10 | 100% | 100% | 100%
nuclear | 2025 | 11 | nuclear_2025_11 | 100% | 100% | 100%
nuclear | 2025 | 12 | nuclear_2025_12 | 100% | 100% | 100%
biomass | 2026 | 1 | biomass_2026_1 | 82% | 82% | 82%
biomass | 2026 | 2 | biomass_2026_2 | 86% | 86% | 86%
biomass | 2026 | 3 | biomass_2026_3 | 84% | 84% | 84%
biomass | 2026 | 4 | biomass_2026_4 | 76% | 76% | 76%
biomass | 2026 | 5 | biomass_2026_5 | 83% | 83% | 83%
biomass | 2026 | 6 | biomass_2026_6 | 89% | 89% | 89%
biomass | 2026 | 7 | biomass_2026_7 | 87% | 87% | 87%
biomass | 2026 | 8 | biomass_2026_8 | 90% | 90% | 90%
biomass | 2026 | 9 | biomass_2026_9 | 90% | 90% | 90%
biomass | 2026 | 10 | biomass_2026_10 | 81% | 81% | 81%
biomass | 2026 | 11 | biomass_2026_11 | 85% | 85% | 85%
biomass | 2026 | 12 | biomass_2026_12 | 86% | 86% | 86%
cogen | 2026 | 1 | cogen_2026_1 | 81% | 81% | 81%
cogen | 2026 | 2 | cogen_2026_2 | 79% | 79% | 79%
cogen | 2026 | 3 | cogen_2026_3 | 73% | 73% | 73%
cogen | 2026 | 4 | cogen_2026_4 | 66% | 66% | 66%
cogen | 2026 | 5 | cogen_2026_5 | 79% | 79% | 79%
cogen | 2026 | 6 | cogen_2026_6 | 85% | 85% | 85%
cogen | 2026 | 7 | cogen_2026_7 | 83% | 83% | 83%
cogen | 2026 | 8 | cogen_2026_8 | 83% | 83% | 83%
cogen | 2026 | 9 | cogen_2026_9 | 80% | 80% | 80%
cogen | 2026 | 10 | cogen_2026_10 | 72% | 72% | 72%
cogen | 2026 | 11 | cogen_2026_11 | 78% | 78% | 78%
cogen | 2026 | 12 | cogen_2026_12 | 82% | 82% | 82%
geothermal | 2026 | 1 | geothermal_2026_1 | 95% | 95% | 95%
geothermal | 2026 | 2 | geothermal_2026_2 | 92% | 92% | 92%
geothermal | 2026 | 3 | geothermal_2026_3 | 88% | 88% | 88%
geothermal | 2026 | 4 | geothermal_2026_4 | 76% | 76% | 76%
geothermal | 2026 | 5 | geothermal_2026_5 | 74% | 74% | 74%
geothermal | 2026 | 6 | geothermal_2026_6 | 70% | 70% | 70%
geothermal | 2026 | 7 | geothermal_2026_7 | 84% | 84% | 84%
geothermal | 2026 | 8 | geothermal_2026_8 | 82% | 82% | 82%
geothermal | 2026 | 9 | geothermal_2026_9 | 83% | 83% | 83%
geothermal | 2026 | 10 | geothermal_2026_10 | 86% | 86% | 86%
geothermal | 2026 | 11 | geothermal_2026_11 | 93% | 93% | 93%
geothermal | 2026 | 12 | geothermal_2026_12 | 95% | 95% | 95%
hydro | 2026 | 1 | hydro_2026_1 | 60% | 60% | 60%
hydro | 2026 | 2 | hydro_2026_2 | 70% | 70% | 70%
hydro | 2026 | 3 | hydro_2026_3 | 73% | 73% | 73%
hydro | 2026 | 4 | hydro_2026_4 | 72% | 72% | 72%
hydro | 2026 | 5 | hydro_2026_5 | 69% | 69% | 69%
hydro | 2026 | 6 | hydro_2026_6 | 74% | 74% | 74%
hydro | 2026 | 7 | hydro_2026_7 | 73% | 73% | 73%
hydro | 2026 | 8 | hydro_2026_8 | 72% | 72% | 72%
hydro | 2026 | 9 | hydro_2026_9 | 71% | 71% | 71%
hydro | 2026 | 10 | hydro_2026_10 | 64% | 64% | 64%
hydro | 2026 | 11 | hydro_2026_11 | 56% | 56% | 56%
hydro | 2026 | 12 | hydro_2026_12 | 64% | 64% | 64%
thermal | 2026 | 1 | thermal_2026_1 | 100% | 100% | 100%
thermal | 2026 | 2 | thermal_2026_2 | 100% | 100% | 100%
thermal | 2026 | 3 | thermal_2026_3 | 100% | 100% | 100%
thermal | 2026 | 4 | thermal_2026_4 | 100% | 100% | 100%
thermal | 2026 | 5 | thermal_2026_5 | 100% | 100% | 100%
thermal | 2026 | 6 | thermal_2026_6 | 100% | 100% | 100%
thermal | 2026 | 7 | thermal_2026_7 | 100% | 100% | 100%
thermal | 2026 | 8 | thermal_2026_8 | 100% | 100% | 100%
thermal | 2026 | 9 | thermal_2026_9 | 100% | 100% | 100%
thermal | 2026 | 10 | thermal_2026_10 | 100% | 100% | 100%
thermal | 2026 | 11 | thermal_2026_11 | 100% | 100% | 100%
thermal | 2026 | 12 | thermal_2026_12 | 100% | 100% | 100%
battery | 2026 | 1 | battery_2026_1 | 96.6% | 100% | 100%
battery | 2026 | 2 | battery_2026_2 | 96.6% | 100% | 100%
battery | 2026 | 3 | battery_2026_3 | 96.6% | 100% | 100%
battery | 2026 | 4 | battery_2026_4 | 96.6% | 100% | 100%
battery | 2026 | 5 | battery_2026_5 | 96.6% | 100% | 100%
battery | 2026 | 6 | battery_2026_6 | 96.6% | 100% | 100%
battery | 2026 | 7 | battery_2026_7 | 96.6% | 100% | 100%
battery | 2026 | 8 | battery_2026_8 | 96.6% | 100% | 100%
battery | 2026 | 9 | battery_2026_9 | 96.6% | 100% | 100%
battery | 2026 | 10 | battery_2026_10 | 96.6% | 100% | 100%
battery | 2026 | 11 | battery_2026_11 | 96.6% | 100% | 100%
battery | 2026 | 12 | battery_2026_12 | 96.6% | 100% | 100%
nuclear | 2026 | 1 | nuclear_2026_1 | 100% | 100% | 100%
nuclear | 2026 | 2 | nuclear_2026_2 | 100% | 100% | 100%
nuclear | 2026 | 3 | nuclear_2026_3 | 100% | 100% | 100%
nuclear | 2026 | 4 | nuclear_2026_4 | 100% | 100% | 100%
nuclear | 2026 | 5 | nuclear_2026_5 | 100% | 100% | 100%
nuclear | 2026 | 6 | nuclear_2026_6 | 100% | 100% | 100%
nuclear | 2026 | 7 | nuclear_2026_7 | 100% | 100% | 100%
nuclear | 2026 | 8 | nuclear_2026_8 | 100% | 100% | 100%
nuclear | 2026 | 9 | nuclear_2026_9 | 100% | 100% | 100%
nuclear | 2026 | 10 | nuclear_2026_10 | 100% | 100% | 100%
nuclear | 2026 | 11 | nuclear_2026_11 | 100% | 100% | 100%
nuclear | 2026 | 12 | nuclear_2026_12 | 100% | 100% | 100%
biomass | 2027 | 1 | biomass_2027_1 | 82% | 82% | 82%
biomass | 2027 | 2 | biomass_2027_2 | 86% | 86% | 86%
biomass | 2027 | 3 | biomass_2027_3 | 84% | 84% | 84%
biomass | 2027 | 4 | biomass_2027_4 | 76% | 76% | 76%
biomass | 2027 | 5 | biomass_2027_5 | 83% | 83% | 83%
biomass | 2027 | 6 | biomass_2027_6 | 89% | 89% | 89%
biomass | 2027 | 7 | biomass_2027_7 | 87% | 87% | 87%
biomass | 2027 | 8 | biomass_2027_8 | 90% | 90% | 90%
biomass | 2027 | 9 | biomass_2027_9 | 90% | 90% | 90%
biomass | 2027 | 10 | biomass_2027_10 | 81% | 81% | 81%
biomass | 2027 | 11 | biomass_2027_11 | 85% | 85% | 85%
biomass | 2027 | 12 | biomass_2027_12 | 86% | 86% | 86%
cogen | 2027 | 1 | cogen_2027_1 | 81% | 81% | 81%
cogen | 2027 | 2 | cogen_2027_2 | 79% | 79% | 79%
cogen | 2027 | 3 | cogen_2027_3 | 73% | 73% | 73%
cogen | 2027 | 4 | cogen_2027_4 | 66% | 66% | 66%
cogen | 2027 | 5 | cogen_2027_5 | 79% | 79% | 79%
cogen | 2027 | 6 | cogen_2027_6 | 85% | 85% | 85%
cogen | 2027 | 7 | cogen_2027_7 | 83% | 83% | 83%
cogen | 2027 | 8 | cogen_2027_8 | 83% | 83% | 83%
cogen | 2027 | 9 | cogen_2027_9 | 80% | 80% | 80%
cogen | 2027 | 10 | cogen_2027_10 | 72% | 72% | 72%
cogen | 2027 | 11 | cogen_2027_11 | 78% | 78% | 78%
cogen | 2027 | 12 | cogen_2027_12 | 82% | 82% | 82%
geothermal | 2027 | 1 | geothermal_2027_1 | 95% | 95% | 95%
geothermal | 2027 | 2 | geothermal_2027_2 | 92% | 92% | 92%
geothermal | 2027 | 3 | geothermal_2027_3 | 88% | 88% | 88%
geothermal | 2027 | 4 | geothermal_2027_4 | 76% | 76% | 76%
geothermal | 2027 | 5 | geothermal_2027_5 | 74% | 74% | 74%
geothermal | 2027 | 6 | geothermal_2027_6 | 70% | 70% | 70%
geothermal | 2027 | 7 | geothermal_2027_7 | 84% | 84% | 84%
geothermal | 2027 | 8 | geothermal_2027_8 | 82% | 82% | 82%
geothermal | 2027 | 9 | geothermal_2027_9 | 83% | 83% | 83%
geothermal | 2027 | 10 | geothermal_2027_10 | 86% | 86% | 86%
geothermal | 2027 | 11 | geothermal_2027_11 | 93% | 93% | 93%
geothermal | 2027 | 12 | geothermal_2027_12 | 95% | 95% | 95%
hydro | 2027 | 1 | hydro_2027_1 | 60% | 60% | 60%
hydro | 2027 | 2 | hydro_2027_2 | 70% | 70% | 70%
hydro | 2027 | 3 | hydro_2027_3 | 73% | 73% | 73%
hydro | 2027 | 4 | hydro_2027_4 | 72% | 72% | 72%
hydro | 2027 | 5 | hydro_2027_5 | 69% | 69% | 69%
hydro | 2027 | 6 | hydro_2027_6 | 74% | 74% | 74%
hydro | 2027 | 7 | hydro_2027_7 | 73% | 73% | 73%
hydro | 2027 | 8 | hydro_2027_8 | 72% | 72% | 72%
hydro | 2027 | 9 | hydro_2027_9 | 71% | 71% | 71%
hydro | 2027 | 10 | hydro_2027_10 | 64% | 64% | 64%
hydro | 2027 | 11 | hydro_2027_11 | 56% | 56% | 56%
hydro | 2027 | 12 | hydro_2027_12 | 64% | 64% | 64%
thermal | 2027 | 1 | thermal_2027_1 | 100% | 100% | 100%
thermal | 2027 | 2 | thermal_2027_2 | 100% | 100% | 100%
thermal | 2027 | 3 | thermal_2027_3 | 100% | 100% | 100%
thermal | 2027 | 4 | thermal_2027_4 | 100% | 100% | 100%
thermal | 2027 | 5 | thermal_2027_5 | 100% | 100% | 100%
thermal | 2027 | 6 | thermal_2027_6 | 100% | 100% | 100%
thermal | 2027 | 7 | thermal_2027_7 | 100% | 100% | 100%
thermal | 2027 | 8 | thermal_2027_8 | 100% | 100% | 100%
thermal | 2027 | 9 | thermal_2027_9 | 100% | 100% | 100%
thermal | 2027 | 10 | thermal_2027_10 | 100% | 100% | 100%
thermal | 2027 | 11 | thermal_2027_11 | 100% | 100% | 100%
thermal | 2027 | 12 | thermal_2027_12 | 100% | 100% | 100%
battery | 2027 | 1 | battery_2027_1 | 96.6% | 98.3% | 98.3%
battery | 2027 | 2 | battery_2027_2 | 96.6% | 98.3% | 98.3%
battery | 2027 | 3 | battery_2027_3 | 96.6% | 98.3% | 98.3%
battery | 2027 | 4 | battery_2027_4 | 96.6% | 98.3% | 98.3%
battery | 2027 | 5 | battery_2027_5 | 96.6% | 98.3% | 98.3%
battery | 2027 | 6 | battery_2027_6 | 96.6% | 98.3% | 98.3%
battery | 2027 | 7 | battery_2027_7 | 96.6% | 98.3% | 98.3%
battery | 2027 | 8 | battery_2027_8 | 96.6% | 98.3% | 98.3%
battery | 2027 | 9 | battery_2027_9 | 96.6% | 98.3% | 98.3%
battery | 2027 | 10 | battery_2027_10 | 96.6% | 98.3% | 98.3%
battery | 2027 | 11 | battery_2027_11 | 96.6% | 98.3% | 98.3%
battery | 2027 | 12 | battery_2027_12 | 96.6% | 98.3% | 98.3%
nuclear | 2027 | 1 | nuclear_2027_1 | 100% | 100% | 100%
nuclear | 2027 | 2 | nuclear_2027_2 | 100% | 100% | 100%
nuclear | 2027 | 3 | nuclear_2027_3 | 100% | 100% | 100%
nuclear | 2027 | 4 | nuclear_2027_4 | 100% | 100% | 100%
nuclear | 2027 | 5 | nuclear_2027_5 | 100% | 100% | 100%
nuclear | 2027 | 6 | nuclear_2027_6 | 100% | 100% | 100%
nuclear | 2027 | 7 | nuclear_2027_7 | 100% | 100% | 100%
nuclear | 2027 | 8 | nuclear_2027_8 | 100% | 100% | 100%
nuclear | 2027 | 9 | nuclear_2027_9 | 100% | 100% | 100%
nuclear | 2027 | 10 | nuclear_2027_10 | 100% | 100% | 100%
nuclear | 2027 | 11 | nuclear_2027_11 | 100% | 100% | 100%
nuclear | 2027 | 12 | nuclear_2027_12 | 100% | 100% | 100%
biomass | 2028 | 1 | biomass_2028_1 | 82% | 82% | 82%
biomass | 2028 | 2 | biomass_2028_2 | 86% | 86% | 86%
biomass | 2028 | 3 | biomass_2028_3 | 84% | 84% | 84%
biomass | 2028 | 4 | biomass_2028_4 | 76% | 76% | 76%
biomass | 2028 | 5 | biomass_2028_5 | 83% | 83% | 83%
biomass | 2028 | 6 | biomass_2028_6 | 89% | 89% | 89%
biomass | 2028 | 7 | biomass_2028_7 | 87% | 87% | 87%
biomass | 2028 | 8 | biomass_2028_8 | 90% | 90% | 90%
biomass | 2028 | 9 | biomass_2028_9 | 90% | 90% | 90%
biomass | 2028 | 10 | biomass_2028_10 | 81% | 81% | 81%
biomass | 2028 | 11 | biomass_2028_11 | 85% | 85% | 85%
biomass | 2028 | 12 | biomass_2028_12 | 86% | 86% | 86%
cogen | 2028 | 1 | cogen_2028_1 | 81% | 81% | 81%
cogen | 2028 | 2 | cogen_2028_2 | 79% | 79% | 79%
cogen | 2028 | 3 | cogen_2028_3 | 73% | 73% | 73%
cogen | 2028 | 4 | cogen_2028_4 | 66% | 66% | 66%
cogen | 2028 | 5 | cogen_2028_5 | 79% | 79% | 79%
cogen | 2028 | 6 | cogen_2028_6 | 85% | 85% | 85%
cogen | 2028 | 7 | cogen_2028_7 | 83% | 83% | 83%
cogen | 2028 | 8 | cogen_2028_8 | 83% | 83% | 83%
cogen | 2028 | 9 | cogen_2028_9 | 80% | 80% | 80%
cogen | 2028 | 10 | cogen_2028_10 | 72% | 72% | 72%
cogen | 2028 | 11 | cogen_2028_11 | 78% | 78% | 78%
cogen | 2028 | 12 | cogen_2028_12 | 82% | 82% | 82%
geothermal | 2028 | 1 | geothermal_2028_1 | 95% | 95% | 95%
geothermal | 2028 | 2 | geothermal_2028_2 | 92% | 92% | 92%
geothermal | 2028 | 3 | geothermal_2028_3 | 88% | 88% | 88%
geothermal | 2028 | 4 | geothermal_2028_4 | 76% | 76% | 76%
geothermal | 2028 | 5 | geothermal_2028_5 | 74% | 74% | 74%
geothermal | 2028 | 6 | geothermal_2028_6 | 70% | 70% | 70%
geothermal | 2028 | 7 | geothermal_2028_7 | 84% | 84% | 84%
geothermal | 2028 | 8 | geothermal_2028_8 | 82% | 82% | 82%
geothermal | 2028 | 9 | geothermal_2028_9 | 83% | 83% | 83%
geothermal | 2028 | 10 | geothermal_2028_10 | 86% | 86% | 86%
geothermal | 2028 | 11 | geothermal_2028_11 | 93% | 93% | 93%
geothermal | 2028 | 12 | geothermal_2028_12 | 95% | 95% | 95%
hydro | 2028 | 1 | hydro_2028_1 | 60% | 60% | 60%
hydro | 2028 | 2 | hydro_2028_2 | 70% | 70% | 70%
hydro | 2028 | 3 | hydro_2028_3 | 73% | 73% | 73%
hydro | 2028 | 4 | hydro_2028_4 | 72% | 72% | 72%
hydro | 2028 | 5 | hydro_2028_5 | 69% | 69% | 69%
hydro | 2028 | 6 | hydro_2028_6 | 74% | 74% | 74%
hydro | 2028 | 7 | hydro_2028_7 | 73% | 73% | 73%
hydro | 2028 | 8 | hydro_2028_8 | 72% | 72% | 72%
hydro | 2028 | 9 | hydro_2028_9 | 71% | 71% | 71%
hydro | 2028 | 10 | hydro_2028_10 | 64% | 64% | 64%
hydro | 2028 | 11 | hydro_2028_11 | 56% | 56% | 56%
hydro | 2028 | 12 | hydro_2028_12 | 64% | 64% | 64%
thermal | 2028 | 1 | thermal_2028_1 | 100% | 100% | 100%
thermal | 2028 | 2 | thermal_2028_2 | 100% | 100% | 100%
thermal | 2028 | 3 | thermal_2028_3 | 100% | 100% | 100%
thermal | 2028 | 4 | thermal_2028_4 | 100% | 100% | 100%
thermal | 2028 | 5 | thermal_2028_5 | 100% | 100% | 100%
thermal | 2028 | 6 | thermal_2028_6 | 100% | 100% | 100%
thermal | 2028 | 7 | thermal_2028_7 | 100% | 100% | 100%
thermal | 2028 | 8 | thermal_2028_8 | 100% | 100% | 100%
thermal | 2028 | 9 | thermal_2028_9 | 100% | 100% | 100%
thermal | 2028 | 10 | thermal_2028_10 | 100% | 100% | 100%
thermal | 2028 | 11 | thermal_2028_11 | 100% | 100% | 100%
thermal | 2028 | 12 | thermal_2028_12 | 100% | 100% | 100%
battery | 2028 | 1 | battery_2028_1 | 96.6% | 96.6% | 96.6%
battery | 2028 | 2 | battery_2028_2 | 96.6% | 96.6% | 96.6%
battery | 2028 | 3 | battery_2028_3 | 96.6% | 96.6% | 96.6%
battery | 2028 | 4 | battery_2028_4 | 96.6% | 96.6% | 96.6%
battery | 2028 | 5 | battery_2028_5 | 96.6% | 96.6% | 96.6%
battery | 2028 | 6 | battery_2028_6 | 96.6% | 96.6% | 96.6%
battery | 2028 | 7 | battery_2028_7 | 96.6% | 96.6% | 96.6%
battery | 2028 | 8 | battery_2028_8 | 96.6% | 96.6% | 96.6%
battery | 2028 | 9 | battery_2028_9 | 96.6% | 96.6% | 96.6%
battery | 2028 | 10 | battery_2028_10 | 96.6% | 96.6% | 96.6%
battery | 2028 | 11 | battery_2028_11 | 96.6% | 96.6% | 96.6%
battery | 2028 | 12 | battery_2028_12 | 96.6% | 96.6% | 96.6%
nuclear | 2028 | 1 | nuclear_2028_1 | 100% | 100% | 100%
nuclear | 2028 | 2 | nuclear_2028_2 | 100% | 100% | 100%
nuclear | 2028 | 3 | nuclear_2028_3 | 100% | 100% | 100%
nuclear | 2028 | 4 | nuclear_2028_4 | 100% | 100% | 100%
nuclear | 2028 | 5 | nuclear_2028_5 | 100% | 100% | 100%
nuclear | 2028 | 6 | nuclear_2028_6 | 100% | 100% | 100%
nuclear | 2028 | 7 | nuclear_2028_7 | 100% | 100% | 100%
nuclear | 2028 | 8 | nuclear_2028_8 | 100% | 100% | 100%
nuclear | 2028 | 9 | nuclear_2028_9 | 100% | 100% | 100%
nuclear | 2028 | 10 | nuclear_2028_10 | 100% | 100% | 100%
nuclear | 2028 | 11 | nuclear_2028_11 | 100% | 100% | 100%
nuclear | 2028 | 12 | nuclear_2028_12 | 100% | 100% | 100%
biomass | 2029 | 1 | biomass_2029_1 | 82% | 82% | 82%
biomass | 2029 | 2 | biomass_2029_2 | 86% | 86% | 86%
biomass | 2029 | 3 | biomass_2029_3 | 84% | 84% | 84%
biomass | 2029 | 4 | biomass_2029_4 | 76% | 76% | 76%
biomass | 2029 | 5 | biomass_2029_5 | 83% | 83% | 83%
biomass | 2029 | 6 | biomass_2029_6 | 89% | 89% | 89%
biomass | 2029 | 7 | biomass_2029_7 | 87% | 87% | 87%
biomass | 2029 | 8 | biomass_2029_8 | 90% | 90% | 90%
biomass | 2029 | 9 | biomass_2029_9 | 90% | 90% | 90%
biomass | 2029 | 10 | biomass_2029_10 | 81% | 81% | 81%
biomass | 2029 | 11 | biomass_2029_11 | 85% | 85% | 85%
biomass | 2029 | 12 | biomass_2029_12 | 86% | 86% | 86%
cogen | 2029 | 1 | cogen_2029_1 | 81% | 81% | 81%
cogen | 2029 | 2 | cogen_2029_2 | 79% | 79% | 79%
cogen | 2029 | 3 | cogen_2029_3 | 73% | 73% | 73%
cogen | 2029 | 4 | cogen_2029_4 | 66% | 66% | 66%
cogen | 2029 | 5 | cogen_2029_5 | 79% | 79% | 79%
cogen | 2029 | 6 | cogen_2029_6 | 85% | 85% | 85%
cogen | 2029 | 7 | cogen_2029_7 | 83% | 83% | 83%
cogen | 2029 | 8 | cogen_2029_8 | 83% | 83% | 83%
cogen | 2029 | 9 | cogen_2029_9 | 80% | 80% | 80%
cogen | 2029 | 10 | cogen_2029_10 | 72% | 72% | 72%
cogen | 2029 | 11 | cogen_2029_11 | 78% | 78% | 78%
cogen | 2029 | 12 | cogen_2029_12 | 82% | 82% | 82%
geothermal | 2029 | 1 | geothermal_2029_1 | 95% | 95% | 95%
geothermal | 2029 | 2 | geothermal_2029_2 | 92% | 92% | 92%
geothermal | 2029 | 3 | geothermal_2029_3 | 88% | 88% | 88%
geothermal | 2029 | 4 | geothermal_2029_4 | 76% | 76% | 76%
geothermal | 2029 | 5 | geothermal_2029_5 | 74% | 74% | 74%
geothermal | 2029 | 6 | geothermal_2029_6 | 70% | 70% | 70%
geothermal | 2029 | 7 | geothermal_2029_7 | 84% | 84% | 84%
geothermal | 2029 | 8 | geothermal_2029_8 | 82% | 82% | 82%
geothermal | 2029 | 9 | geothermal_2029_9 | 83% | 83% | 83%
geothermal | 2029 | 10 | geothermal_2029_10 | 86% | 86% | 86%
geothermal | 2029 | 11 | geothermal_2029_11 | 93% | 93% | 93%
geothermal | 2029 | 12 | geothermal_2029_12 | 95% | 95% | 95%
hydro | 2029 | 1 | hydro_2029_1 | 60% | 60% | 60%
hydro | 2029 | 2 | hydro_2029_2 | 70% | 70% | 70%
hydro | 2029 | 3 | hydro_2029_3 | 73% | 73% | 73%
hydro | 2029 | 4 | hydro_2029_4 | 72% | 72% | 72%
hydro | 2029 | 5 | hydro_2029_5 | 69% | 69% | 69%
hydro | 2029 | 6 | hydro_2029_6 | 74% | 74% | 74%
hydro | 2029 | 7 | hydro_2029_7 | 73% | 73% | 73%
hydro | 2029 | 8 | hydro_2029_8 | 72% | 72% | 72%
hydro | 2029 | 9 | hydro_2029_9 | 71% | 71% | 71%
hydro | 2029 | 10 | hydro_2029_10 | 64% | 64% | 64%
hydro | 2029 | 11 | hydro_2029_11 | 56% | 56% | 56%
hydro | 2029 | 12 | hydro_2029_12 | 64% | 64% | 64%
thermal | 2029 | 1 | thermal_2029_1 | 100% | 100% | 100%
thermal | 2029 | 2 | thermal_2029_2 | 100% | 100% | 100%
thermal | 2029 | 3 | thermal_2029_3 | 100% | 100% | 100%
thermal | 2029 | 4 | thermal_2029_4 | 100% | 100% | 100%
thermal | 2029 | 5 | thermal_2029_5 | 100% | 100% | 100%
thermal | 2029 | 6 | thermal_2029_6 | 100% | 100% | 100%
thermal | 2029 | 7 | thermal_2029_7 | 100% | 100% | 100%
thermal | 2029 | 8 | thermal_2029_8 | 100% | 100% | 100%
thermal | 2029 | 9 | thermal_2029_9 | 100% | 100% | 100%
thermal | 2029 | 10 | thermal_2029_10 | 100% | 100% | 100%
thermal | 2029 | 11 | thermal_2029_11 | 100% | 100% | 100%
thermal | 2029 | 12 | thermal_2029_12 | 100% | 100% | 100%
battery | 2029 | 1 | battery_2029_1 | 96.6% | 94.9% | 94.9%
battery | 2029 | 2 | battery_2029_2 | 96.6% | 94.9% | 94.9%
battery | 2029 | 3 | battery_2029_3 | 96.6% | 94.9% | 94.9%
battery | 2029 | 4 | battery_2029_4 | 96.6% | 94.9% | 94.9%
battery | 2029 | 5 | battery_2029_5 | 96.6% | 94.9% | 94.9%
battery | 2029 | 6 | battery_2029_6 | 96.6% | 94.9% | 94.9%
battery | 2029 | 7 | battery_2029_7 | 96.6% | 94.9% | 94.9%
battery | 2029 | 8 | battery_2029_8 | 96.6% | 94.9% | 94.9%
battery | 2029 | 9 | battery_2029_9 | 96.6% | 94.9% | 94.9%
battery | 2029 | 10 | battery_2029_10 | 96.6% | 94.9% | 94.9%
battery | 2029 | 11 | battery_2029_11 | 96.6% | 94.9% | 94.9%
battery | 2029 | 12 | battery_2029_12 | 96.6% | 94.9% | 94.9%
nuclear | 2029 | 1 | nuclear_2029_1 | 100% | 100% | 100%
nuclear | 2029 | 2 | nuclear_2029_2 | 100% | 100% | 100%
nuclear | 2029 | 3 | nuclear_2029_3 | 100% | 100% | 100%
nuclear | 2029 | 4 | nuclear_2029_4 | 100% | 100% | 100%
nuclear | 2029 | 5 | nuclear_2029_5 | 100% | 100% | 100%
nuclear | 2029 | 6 | nuclear_2029_6 | 100% | 100% | 100%
nuclear | 2029 | 7 | nuclear_2029_7 | 100% | 100% | 100%
nuclear | 2029 | 8 | nuclear_2029_8 | 100% | 100% | 100%
nuclear | 2029 | 9 | nuclear_2029_9 | 100% | 100% | 100%
nuclear | 2029 | 10 | nuclear_2029_10 | 100% | 100% | 100%
nuclear | 2029 | 11 | nuclear_2029_11 | 100% | 100% | 100%
nuclear | 2029 | 12 | nuclear_2029_12 | 100% | 100% | 100%
biomass | 2030 | 1 | biomass_2030_1 | 82% | 82% | 82%
biomass | 2030 | 2 | biomass_2030_2 | 86% | 86% | 86%
biomass | 2030 | 3 | biomass_2030_3 | 84% | 84% | 84%
biomass | 2030 | 4 | biomass_2030_4 | 76% | 76% | 76%
biomass | 2030 | 5 | biomass_2030_5 | 83% | 83% | 83%
biomass | 2030 | 6 | biomass_2030_6 | 89% | 89% | 89%
biomass | 2030 | 7 | biomass_2030_7 | 87% | 87% | 87%
biomass | 2030 | 8 | biomass_2030_8 | 90% | 90% | 90%
biomass | 2030 | 9 | biomass_2030_9 | 90% | 90% | 90%
biomass | 2030 | 10 | biomass_2030_10 | 81% | 81% | 81%
biomass | 2030 | 11 | biomass_2030_11 | 85% | 85% | 85%
biomass | 2030 | 12 | biomass_2030_12 | 86% | 86% | 86%
cogen | 2030 | 1 | cogen_2030_1 | 81% | 81% | 81%
cogen | 2030 | 2 | cogen_2030_2 | 79% | 79% | 79%
cogen | 2030 | 3 | cogen_2030_3 | 73% | 73% | 73%
cogen | 2030 | 4 | cogen_2030_4 | 66% | 66% | 66%
cogen | 2030 | 5 | cogen_2030_5 | 79% | 79% | 79%
cogen | 2030 | 6 | cogen_2030_6 | 85% | 85% | 85%
cogen | 2030 | 7 | cogen_2030_7 | 83% | 83% | 83%
cogen | 2030 | 8 | cogen_2030_8 | 83% | 83% | 83%
cogen | 2030 | 9 | cogen_2030_9 | 80% | 80% | 80%
cogen | 2030 | 10 | cogen_2030_10 | 72% | 72% | 72%
cogen | 2030 | 11 | cogen_2030_11 | 78% | 78% | 78%
cogen | 2030 | 12 | cogen_2030_12 | 82% | 82% | 82%
geothermal | 2030 | 1 | geothermal_2030_1 | 95% | 95% | 95%
geothermal | 2030 | 2 | geothermal_2030_2 | 92% | 92% | 92%
geothermal | 2030 | 3 | geothermal_2030_3 | 88% | 88% | 88%
geothermal | 2030 | 4 | geothermal_2030_4 | 76% | 76% | 76%
geothermal | 2030 | 5 | geothermal_2030_5 | 74% | 74% | 74%
geothermal | 2030 | 6 | geothermal_2030_6 | 70% | 70% | 70%
geothermal | 2030 | 7 | geothermal_2030_7 | 84% | 84% | 84%
geothermal | 2030 | 8 | geothermal_2030_8 | 82% | 82% | 82%
geothermal | 2030 | 9 | geothermal_2030_9 | 83% | 83% | 83%
geothermal | 2030 | 10 | geothermal_2030_10 | 86% | 86% | 86%
geothermal | 2030 | 11 | geothermal_2030_11 | 93% | 93% | 93%
geothermal | 2030 | 12 | geothermal_2030_12 | 95% | 95% | 95%
hydro | 2030 | 1 | hydro_2030_1 | 60% | 60% | 60%
hydro | 2030 | 2 | hydro_2030_2 | 70% | 70% | 70%
hydro | 2030 | 3 | hydro_2030_3 | 73% | 73% | 73%
hydro | 2030 | 4 | hydro_2030_4 | 72% | 72% | 72%
hydro | 2030 | 5 | hydro_2030_5 | 69% | 69% | 69%
hydro | 2030 | 6 | hydro_2030_6 | 74% | 74% | 74%
hydro | 2030 | 7 | hydro_2030_7 | 73% | 73% | 73%
hydro | 2030 | 8 | hydro_2030_8 | 72% | 72% | 72%
hydro | 2030 | 9 | hydro_2030_9 | 71% | 71% | 71%
hydro | 2030 | 10 | hydro_2030_10 | 64% | 64% | 64%
hydro | 2030 | 11 | hydro_2030_11 | 56% | 56% | 56%
hydro | 2030 | 12 | hydro_2030_12 | 64% | 64% | 64%
thermal | 2030 | 1 | thermal_2030_1 | 100% | 100% | 100%
thermal | 2030 | 2 | thermal_2030_2 | 100% | 100% | 100%
thermal | 2030 | 3 | thermal_2030_3 | 100% | 100% | 100%
thermal | 2030 | 4 | thermal_2030_4 | 100% | 100% | 100%
thermal | 2030 | 5 | thermal_2030_5 | 100% | 100% | 100%
thermal | 2030 | 6 | thermal_2030_6 | 100% | 100% | 100%
thermal | 2030 | 7 | thermal_2030_7 | 100% | 100% | 100%
thermal | 2030 | 8 | thermal_2030_8 | 100% | 100% | 100%
thermal | 2030 | 9 | thermal_2030_9 | 100% | 100% | 100%
thermal | 2030 | 10 | thermal_2030_10 | 100% | 100% | 100%
thermal | 2030 | 11 | thermal_2030_11 | 100% | 100% | 100%
thermal | 2030 | 12 | thermal_2030_12 | 100% | 100% | 100%
battery | 2030 | 1 | battery_2030_1 | 96.6% | 93.21% | 93.21%
battery | 2030 | 2 | battery_2030_2 | 96.6% | 93.21% | 93.21%
battery | 2030 | 3 | battery_2030_3 | 96.6% | 93.21% | 93.21%
battery | 2030 | 4 | battery_2030_4 | 96.6% | 93.21% | 93.21%
battery | 2030 | 5 | battery_2030_5 | 96.6% | 93.21% | 93.21%
battery | 2030 | 6 | battery_2030_6 | 96.6% | 93.21% | 93.21%
battery | 2030 | 7 | battery_2030_7 | 96.6% | 93.21% | 93.21%
battery | 2030 | 8 | battery_2030_8 | 96.6% | 93.21% | 93.21%
battery | 2030 | 9 | battery_2030_9 | 96.6% | 93.21% | 93.21%
battery | 2030 | 10 | battery_2030_10 | 96.6% | 93.21% | 93.21%
battery | 2030 | 11 | battery_2030_11 | 96.6% | 93.21% | 93.21%
battery | 2030 | 12 | battery_2030_12 | 96.6% | 93.21% | 93.21%
nuclear | 2030 | 1 | nuclear_2030_1 | 100% | 100% | 100%
nuclear | 2030 | 2 | nuclear_2030_2 | 100% | 100% | 100%
nuclear | 2030 | 3 | nuclear_2030_3 | 100% | 100% | 100%
nuclear | 2030 | 4 | nuclear_2030_4 | 100% | 100% | 100%
nuclear | 2030 | 5 | nuclear_2030_5 | 100% | 100% | 100%
nuclear | 2030 | 6 | nuclear_2030_6 | 100% | 100% | 100%
nuclear | 2030 | 7 | nuclear_2030_7 | 100% | 100% | 100%
nuclear | 2030 | 8 | nuclear_2030_8 | 100% | 100% | 100%
nuclear | 2030 | 9 | nuclear_2030_9 | 100% | 100% | 100%
nuclear | 2030 | 10 | nuclear_2030_10 | 100% | 100% | 100%
nuclear | 2030 | 11 | nuclear_2030_11 | 100% | 100% | 100%
nuclear | 2030 | 12 | nuclear_2030_12 | 100% | 100% | 100%
solar | 2020 | 1 | solar_2020_1 | 4% | 4% | 4%
solar | 2020 | 2 | solar_2020_2 | 3% | 3% | 3%
solar | 2020 | 3 | solar_2020_3 | 18% | 18% | 18%
solar | 2020 | 4 | solar_2020_4 | 15% | 15% | 15%
solar | 2020 | 5 | solar_2020_5 | 16% | 16% | 16%
solar | 2020 | 6 | solar_2020_6 | 31% | 31% | 31%
solar | 2020 | 7 | solar_2020_7 | 39% | 39% | 39%
solar | 2020 | 8 | solar_2020_8 | 27% | 27% | 27%
solar | 2020 | 9 | solar_2020_9 | 14% | 14% | 14%
solar | 2020 | 10 | solar_2020_10 | 2% | 2% | 2%
solar | 2020 | 11 | solar_2020_11 | 2% | 2% | 2%
solar | 2020 | 12 | solar_2020_12 | 0% | 0% | 0%
solar | 2021 | 1 | solar_2021_1 | 4% | 4% | 4%
solar | 2021 | 2 | solar_2021_2 | 3% | 3% | 3%
solar | 2021 | 3 | solar_2021_3 | 18% | 18% | 18%
solar | 2021 | 4 | solar_2021_4 | 15% | 15% | 15%
solar | 2021 | 5 | solar_2021_5 | 16% | 16% | 16%
solar | 2021 | 6 | solar_2021_6 | 31% | 31% | 31%
solar | 2021 | 7 | solar_2021_7 | 39% | 39% | 39%
solar | 2021 | 8 | solar_2021_8 | 27% | 27% | 27%
solar | 2021 | 9 | solar_2021_9 | 14% | 14% | 14%
solar | 2021 | 10 | solar_2021_10 | 2% | 2% | 2%
solar | 2021 | 11 | solar_2021_11 | 2% | 2% | 2%
solar | 2021 | 12 | solar_2021_12 | 0% | 0% | 0%
solar | 2022 | 1 | solar_2022_1 | 4% | 4% | 4%
solar | 2022 | 2 | solar_2022_2 | 3% | 3% | 3%
solar | 2022 | 3 | solar_2022_3 | 18% | 18% | 18%
solar | 2022 | 4 | solar_2022_4 | 15% | 15% | 15%
solar | 2022 | 5 | solar_2022_5 | 16% | 16% | 16%
solar | 2022 | 6 | solar_2022_6 | 31% | 31% | 31%
solar | 2022 | 7 | solar_2022_7 | 39% | 39% | 39%
solar | 2022 | 8 | solar_2022_8 | 27% | 27% | 27%
solar | 2022 | 9 | solar_2022_9 | 14% | 14% | 14%
solar | 2022 | 10 | solar_2022_10 | 2% | 2% | 2%
solar | 2022 | 11 | solar_2022_11 | 2% | 2% | 2%
solar | 2022 | 12 | solar_2022_12 | 0% | 0% | 0%
solar | 2023 | 1 | solar_2023_1 | 4% | 4% | 4%
solar | 2023 | 2 | solar_2023_2 | 3% | 3% | 3%
solar | 2023 | 3 | solar_2023_3 | 18% | 18% | 18%
solar | 2023 | 4 | solar_2023_4 | 15% | 15% | 15%
solar | 2023 | 5 | solar_2023_5 | 16% | 16% | 16%
solar | 2023 | 6 | solar_2023_6 | 31% | 31% | 31%
solar | 2023 | 7 | solar_2023_7 | 39% | 39% | 39%
solar | 2023 | 8 | solar_2023_8 | 27% | 27% | 27%
solar | 2023 | 9 | solar_2023_9 | 14% | 14% | 14%
solar | 2023 | 10 | solar_2023_10 | 2% | 2% | 2%
solar | 2023 | 11 | solar_2023_11 | 2% | 2% | 2%
solar | 2023 | 12 | solar_2023_12 | 0% | 0% | 0%
solar | 2024 | 1 | solar_2024_1 | 3.429% | 3.475% | 3.475%
solar | 2024 | 2 | solar_2024_2 | 2.571% | 2.606% | 2.606%
solar | 2024 | 3 | solar_2024_3 | 15.43% | 15.64% | 15.64%
solar | 2024 | 4 | solar_2024_4 | 12.86% | 13.03% | 13.03%
solar | 2024 | 5 | solar_2024_5 | 13.71% | 13.9% | 13.9%
solar | 2024 | 6 | solar_2024_6 | 26.57% | 26.93% | 26.93%
solar | 2024 | 7 | solar_2024_7 | 33.43% | 33.88% | 33.88%
solar | 2024 | 8 | solar_2024_8 | 23.14% | 23.45% | 23.45%
solar | 2024 | 9 | solar_2024_9 | 12.27% | 12.16% | 12.16%
solar | 2024 | 10 | solar_2024_10 | 1.714% | 1.737% | 1.737%
solar | 2024 | 11 | solar_2024_11 | 1.714% | 1.737% | 1.737%
solar | 2024 | 12 | solar_2024_12 | 0% | 0% | 0%
solar | 2025 | 1 | solar_2025_1 | 3.143% | 2.95% | 2.95%
solar | 2025 | 2 | solar_2025_2 | 2.357% | 2.212% | 2.212%
solar | 2025 | 3 | solar_2025_3 | 14.14% | 13.27% | 13.27%
solar | 2025 | 4 | solar_2025_4 | 11.79% | 11.06% | 11.06%
solar | 2025 | 5 | solar_2025_5 | 12.57% | 11.8% | 11.8%
solar | 2025 | 6 | solar_2025_6 | 24.36% | 22.86% | 22.86%
solar | 2025 | 7 | solar_2025_7 | 30.64% | 28.76% | 28.76%
solar | 2025 | 8 | solar_2025_8 | 21.21% | 19.91% | 19.91%
solar | 2025 | 9 | solar_2025_9 | 10.54% | 10.32% | 10.32%
solar | 2025 | 10 | solar_2025_10 | 1.571% | 1.475% | 1.475%
solar | 2025 | 11 | solar_2025_11 | 1.571% | 1.475% | 1.475%
solar | 2025 | 12 | solar_2025_12 | 0% | 0% | 0%
solar | 2026 | 1 | solar_2026_1 | 2.571% | 2.424% | 2.424%
solar | 2026 | 2 | solar_2026_2 | 1.929% | 1.818% | 1.818%
solar | 2026 | 3 | solar_2026_3 | 11.57% | 10.91% | 10.91%
solar | 2026 | 4 | solar_2026_4 | 9.643% | 9.091% | 9.091%
solar | 2026 | 5 | solar_2026_5 | 10.29% | 9.697% | 9.697%
solar | 2026 | 6 | solar_2026_6 | 19.93% | 18.79% | 18.79%
solar | 2026 | 7 | solar_2026_7 | 25.07% | 23.64% | 23.64%
solar | 2026 | 8 | solar_2026_8 | 17.36% | 16.36% | 16.36%
solar | 2026 | 9 | solar_2026_9 | 8.811% | 8.485% | 8.485%
solar | 2026 | 10 | solar_2026_10 | 1.286% | 1.212% | 1.212%
solar | 2026 | 11 | solar_2026_11 | 1.286% | 1.212% | 1.212%
solar | 2026 | 12 | solar_2026_12 | 0% | 0% | 0%
solar | 2027 | 1 | solar_2027_1 | 2.571% | 2.15% | 2.15%
solar | 2027 | 2 | solar_2027_2 | 1.929% | 1.612% | 1.612%
solar | 2027 | 3 | solar_2027_3 | 11.57% | 9.674% | 9.674%
solar | 2027 | 4 | solar_2027_4 | 9.643% | 8.062% | 8.062%
solar | 2027 | 5 | solar_2027_5 | 10.29% | 8.599% | 8.599%
solar | 2027 | 6 | solar_2027_6 | 19.93% | 16.66% | 16.66%
solar | 2027 | 7 | solar_2027_7 | 25.07% | 20.96% | 20.96%
solar | 2027 | 8 | solar_2027_8 | 17.36% | 14.51% | 14.51%
solar | 2027 | 9 | solar_2027_9 | 8.837% | 7.524% | 7.524%
solar | 2027 | 10 | solar_2027_10 | 1.286% | 1.075% | 1.075%
solar | 2027 | 11 | solar_2027_11 | 1.286% | 1.075% | 1.075%
solar | 2027 | 12 | solar_2027_12 | 0% | 0% | 0%
solar | 2028 | 1 | solar_2028_1 | 2.571% | 1.875% | 1.875%
solar | 2028 | 2 | solar_2028_2 | 1.929% | 1.406% | 1.406%
solar | 2028 | 3 | solar_2028_3 | 11.57% | 8.439% | 8.439%
solar | 2028 | 4 | solar_2028_4 | 9.643% | 7.032% | 7.032%
solar | 2028 | 5 | solar_2028_5 | 10.29% | 7.501% | 7.501%
solar | 2028 | 6 | solar_2028_6 | 19.93% | 14.53% | 14.53%
solar | 2028 | 7 | solar_2028_7 | 25.07% | 18.28% | 18.28%
solar | 2028 | 8 | solar_2028_8 | 17.36% | 12.66% | 12.66%
solar | 2028 | 9 | solar_2028_9 | 8.863% | 6.563% | 6.563%
solar | 2028 | 10 | solar_2028_10 | 1.286% | 0.9376% | 0.9376%
solar | 2028 | 11 | solar_2028_11 | 1.286% | 0.9376% | 0.9376%
solar | 2028 | 12 | solar_2028_12 | 0% | 0% | 0%
solar | 2029 | 1 | solar_2029_1 | 2.571% | 1.601% | 1.601%
solar | 2029 | 2 | solar_2029_2 | 1.929% | 1.201% | 1.201%
solar | 2029 | 3 | solar_2029_3 | 11.57% | 7.204% | 7.204%
solar | 2029 | 4 | solar_2029_4 | 9.643% | 6.003% | 6.003%
solar | 2029 | 5 | solar_2029_5 | 10.29% | 6.403% | 6.403%
solar | 2029 | 6 | solar_2029_6 | 19.93% | 12.41% | 12.41%
solar | 2029 | 7 | solar_2029_7 | 25.07% | 15.61% | 15.61%
solar | 2029 | 8 | solar_2029_8 | 17.36% | 10.81% | 10.81%
solar | 2029 | 9 | solar_2029_9 | 8.889% | 5.603% | 5.603%
solar | 2029 | 10 | solar_2029_10 | 1.286% | 0.8004% | 0.8004%
solar | 2029 | 11 | solar_2029_11 | 1.286% | 0.8004% | 0.8004%
solar | 2029 | 12 | solar_2029_12 | 0% | 0% | 0%
solar | 2030 | 1 | solar_2030_1 | 2.571% | 1.326% | 1.326%
solar | 2030 | 2 | solar_2030_2 | 1.929% | 0.9947% | 0.9947%
solar | 2030 | 3 | solar_2030_3 | 11.57% | 5.968% | 5.968%
solar | 2030 | 4 | solar_2030_4 | 9.643% | 4.974% | 4.974%
solar | 2030 | 5 | solar_2030_5 | 10.29% | 5.305% | 5.305%
solar | 2030 | 6 | solar_2030_6 | 19.93% | 10.28% | 10.28%
solar | 2030 | 7 | solar_2030_7 | 25.07% | 12.93% | 12.93%
solar | 2030 | 8 | solar_2030_8 | 17.36% | 8.953% | 8.953%
solar | 2030 | 9 | solar_2030_9 | 8.915% | 4.642% | 4.642%
solar | 2030 | 10 | solar_2030_10 | 1.286% | 0.6632% | 0.6632%
solar | 2030 | 11 | solar_2030_11 | 1.286% | 0.6632% | 0.6632%
solar | 2030 | 12 | solar_2030_12 | 0% | 0% | 0%
psh | 2020 | 1 | psh_2020_1 | 100% | 100% | 100%
psh | 2020 | 2 | psh_2020_2 | 100% | 100% | 100%
psh | 2020 | 3 | psh_2020_3 | 100% | 100% | 100%
psh | 2020 | 4 | psh_2020_4 | 100% | 100% | 100%
psh | 2020 | 5 | psh_2020_5 | 100% | 100% | 100%
psh | 2020 | 6 | psh_2020_6 | 100% | 100% | 100%
psh | 2020 | 7 | psh_2020_7 | 100% | 100% | 100%
psh | 2020 | 8 | psh_2020_8 | 100% | 100% | 100%
psh | 2020 | 9 | psh_2020_9 | 100% | 100% | 100%
psh | 2020 | 10 | psh_2020_10 | 100% | 100% | 100%
psh | 2020 | 11 | psh_2020_11 | 100% | 100% | 100%
psh | 2020 | 12 | psh_2020_12 | 100% | 100% | 100%
psh | 2021 | 1 | psh_2021_1 | 100% | 100% | 100%
psh | 2021 | 2 | psh_2021_2 | 100% | 100% | 100%
psh | 2021 | 3 | psh_2021_3 | 100% | 100% | 100%
psh | 2021 | 4 | psh_2021_4 | 100% | 100% | 100%
psh | 2021 | 5 | psh_2021_5 | 100% | 100% | 100%
psh | 2021 | 6 | psh_2021_6 | 100% | 100% | 100%
psh | 2021 | 7 | psh_2021_7 | 100% | 100% | 100%
psh | 2021 | 8 | psh_2021_8 | 100% | 100% | 100%
psh | 2021 | 9 | psh_2021_9 | 100% | 100% | 100%
psh | 2021 | 10 | psh_2021_10 | 100% | 100% | 100%
psh | 2021 | 11 | psh_2021_11 | 100% | 100% | 100%
psh | 2021 | 12 | psh_2021_12 | 100% | 100% | 100%
psh | 2022 | 1 | psh_2022_1 | 100% | 100% | 100%
psh | 2022 | 2 | psh_2022_2 | 100% | 100% | 100%
psh | 2022 | 3 | psh_2022_3 | 100% | 100% | 100%
psh | 2022 | 4 | psh_2022_4 | 100% | 100% | 100%
psh | 2022 | 5 | psh_2022_5 | 100% | 100% | 100%
psh | 2022 | 6 | psh_2022_6 | 100% | 100% | 100%
psh | 2022 | 7 | psh_2022_7 | 100% | 100% | 100%
psh | 2022 | 8 | psh_2022_8 | 100% | 100% | 100%
psh | 2022 | 9 | psh_2022_9 | 100% | 100% | 100%
psh | 2022 | 10 | psh_2022_10 | 100% | 100% | 100%
psh | 2022 | 11 | psh_2022_11 | 100% | 100% | 100%
psh | 2022 | 12 | psh_2022_12 | 100% | 100% | 100%
psh | 2023 | 1 | psh_2023_1 | 100% | 100% | 100%
psh | 2023 | 2 | psh_2023_2 | 100% | 100% | 100%
psh | 2023 | 3 | psh_2023_3 | 100% | 100% | 100%
psh | 2023 | 4 | psh_2023_4 | 100% | 100% | 100%
psh | 2023 | 5 | psh_2023_5 | 100% | 100% | 100%
psh | 2023 | 6 | psh_2023_6 | 100% | 100% | 100%
psh | 2023 | 7 | psh_2023_7 | 100% | 100% | 100%
psh | 2023 | 8 | psh_2023_8 | 100% | 100% | 100%
psh | 2023 | 9 | psh_2023_9 | 100% | 100% | 100%
psh | 2023 | 10 | psh_2023_10 | 100% | 100% | 100%
psh | 2023 | 11 | psh_2023_11 | 100% | 100% | 100%
psh | 2023 | 12 | psh_2023_12 | 100% | 100% | 100%
psh | 2024 | 1 | psh_2024_1 | 100% | 100% | 100%
psh | 2024 | 2 | psh_2024_2 | 100% | 100% | 100%
psh | 2024 | 3 | psh_2024_3 | 100% | 100% | 100%
psh | 2024 | 4 | psh_2024_4 | 100% | 100% | 100%
psh | 2024 | 5 | psh_2024_5 | 100% | 100% | 100%
psh | 2024 | 6 | psh_2024_6 | 100% | 100% | 100%
psh | 2024 | 7 | psh_2024_7 | 100% | 100% | 100%
psh | 2024 | 8 | psh_2024_8 | 100% | 100% | 100%
psh | 2024 | 9 | psh_2024_9 | 100% | 100% | 100%
psh | 2024 | 10 | psh_2024_10 | 100% | 100% | 100%
psh | 2024 | 11 | psh_2024_11 | 100% | 100% | 100%
psh | 2024 | 12 | psh_2024_12 | 100% | 100% | 100%
psh | 2025 | 1 | psh_2025_1 | 100% | 100% | 100%
psh | 2025 | 2 | psh_2025_2 | 100% | 100% | 100%
psh | 2025 | 3 | psh_2025_3 | 100% | 100% | 100%
psh | 2025 | 4 | psh_2025_4 | 100% | 100% | 100%
psh | 2025 | 5 | psh_2025_5 | 100% | 100% | 100%
psh | 2025 | 6 | psh_2025_6 | 100% | 100% | 100%
psh | 2025 | 7 | psh_2025_7 | 100% | 100% | 100%
psh | 2025 | 8 | psh_2025_8 | 100% | 100% | 100%
psh | 2025 | 9 | psh_2025_9 | 100% | 100% | 100%
psh | 2025 | 10 | psh_2025_10 | 100% | 100% | 100%
psh | 2025 | 11 | psh_2025_11 | 100% | 100% | 100%
psh | 2025 | 12 | psh_2025_12 | 100% | 100% | 100%
psh | 2026 | 1 | psh_2026_1 | 100% | 100% | 100%
psh | 2026 | 2 | psh_2026_2 | 100% | 100% | 100%
psh | 2026 | 3 | psh_2026_3 | 100% | 100% | 100%
psh | 2026 | 4 | psh_2026_4 | 100% | 100% | 100%
psh | 2026 | 5 | psh_2026_5 | 100% | 100% | 100%
psh | 2026 | 6 | psh_2026_6 | 100% | 100% | 100%
psh | 2026 | 7 | psh_2026_7 | 100% | 100% | 100%
psh | 2026 | 8 | psh_2026_8 | 100% | 100% | 100%
psh | 2026 | 9 | psh_2026_9 | 100% | 100% | 100%
psh | 2026 | 10 | psh_2026_10 | 100% | 100% | 100%
psh | 2026 | 11 | psh_2026_11 | 100% | 100% | 100%
psh | 2026 | 12 | psh_2026_12 | 100% | 100% | 100%
psh | 2027 | 1 | psh_2027_1 | 100% | 100% | 100%
psh | 2027 | 2 | psh_2027_2 | 100% | 100% | 100%
psh | 2027 | 3 | psh_2027_3 | 100% | 100% | 100%
psh | 2027 | 4 | psh_2027_4 | 100% | 100% | 100%
psh | 2027 | 5 | psh_2027_5 | 100% | 100% | 100%
psh | 2027 | 6 | psh_2027_6 | 100% | 100% | 100%
psh | 2027 | 7 | psh_2027_7 | 100% | 100% | 100%
psh | 2027 | 8 | psh_2027_8 | 100% | 100% | 100%
psh | 2027 | 9 | psh_2027_9 | 100% | 100% | 100%
psh | 2027 | 10 | psh_2027_10 | 100% | 100% | 100%
psh | 2027 | 11 | psh_2027_11 | 100% | 100% | 100%
psh | 2027 | 12 | psh_2027_12 | 100% | 100% | 100%
psh | 2028 | 1 | psh_2028_1 | 100% | 100% | 100%
psh | 2028 | 2 | psh_2028_2 | 100% | 100% | 100%
psh | 2028 | 3 | psh_2028_3 | 100% | 100% | 100%
psh | 2028 | 4 | psh_2028_4 | 100% | 100% | 100%
psh | 2028 | 5 | psh_2028_5 | 100% | 100% | 100%
psh | 2028 | 6 | psh_2028_6 | 100% | 100% | 100%
psh | 2028 | 7 | psh_2028_7 | 100% | 100% | 100%
psh | 2028 | 8 | psh_2028_8 | 100% | 100% | 100%
psh | 2028 | 9 | psh_2028_9 | 100% | 100% | 100%
psh | 2028 | 10 | psh_2028_10 | 100% | 100% | 100%
psh | 2028 | 11 | psh_2028_11 | 100% | 100% | 100%
psh | 2028 | 12 | psh_2028_12 | 100% | 100% | 100%
psh | 2029 | 1 | psh_2029_1 | 100% | 100% | 100%
psh | 2029 | 2 | psh_2029_2 | 100% | 100% | 100%
psh | 2029 | 3 | psh_2029_3 | 100% | 100% | 100%
psh | 2029 | 4 | psh_2029_4 | 100% | 100% | 100%
psh | 2029 | 5 | psh_2029_5 | 100% | 100% | 100%
psh | 2029 | 6 | psh_2029_6 | 100% | 100% | 100%
psh | 2029 | 7 | psh_2029_7 | 100% | 100% | 100%
psh | 2029 | 8 | psh_2029_8 | 100% | 100% | 100%
psh | 2029 | 9 | psh_2029_9 | 100% | 100% | 100%
psh | 2029 | 10 | psh_2029_10 | 100% | 100% | 100%
psh | 2029 | 11 | psh_2029_11 | 100% | 100% | 100%
psh | 2029 | 12 | psh_2029_12 | 100% | 100% | 100%
psh | 2030 | 1 | psh_2030_1 | 100% | 100% | 100%
psh | 2030 | 2 | psh_2030_2 | 100% | 100% | 100%
psh | 2030 | 3 | psh_2030_3 | 100% | 100% | 100%
psh | 2030 | 4 | psh_2030_4 | 100% | 100% | 100%
psh | 2030 | 5 | psh_2030_5 | 100% | 100% | 100%
psh | 2030 | 6 | psh_2030_6 | 100% | 100% | 100%
psh | 2030 | 7 | psh_2030_7 | 100% | 100% | 100%
psh | 2030 | 8 | psh_2030_8 | 100% | 100% | 100%
psh | 2030 | 9 | psh_2030_9 | 100% | 100% | 100%
psh | 2030 | 10 | psh_2030_10 | 100% | 100% | 100%
psh | 2030 | 11 | psh_2030_11 | 100% | 100% | 100%
psh | 2030 | 12 | psh_2030_12 | 100% | 100% | 100%
unknown | 2020 | 1 | unknown_2020_1 | 0% | 0% | 0%
unknown | 2020 | 2 | unknown_2020_2 | 0% | 0% | 0%
unknown | 2020 | 3 | unknown_2020_3 | 0% | 0% | 0%
unknown | 2020 | 4 | unknown_2020_4 | 0% | 0% | 0%
unknown | 2020 | 5 | unknown_2020_5 | 0% | 0% | 0%
unknown | 2020 | 6 | unknown_2020_6 | 0% | 0% | 0%
unknown | 2020 | 7 | unknown_2020_7 | 0% | 0% | 0%
unknown | 2020 | 8 | unknown_2020_8 | 0% | 0% | 0%
unknown | 2020 | 9 | unknown_2020_9 | 0% | 0% | 0%
unknown | 2020 | 10 | unknown_2020_10 | 0% | 0% | 0%
unknown | 2020 | 11 | unknown_2020_11 | 0% | 0% | 0%
unknown | 2020 | 12 | unknown_2020_12 | 0% | 0% | 0%
unknown | 2021 | 1 | unknown_2021_1 | 0% | 0% | 0%
unknown | 2021 | 2 | unknown_2021_2 | 0% | 0% | 0%
unknown | 2021 | 3 | unknown_2021_3 | 0% | 0% | 0%
unknown | 2021 | 4 | unknown_2021_4 | 0% | 0% | 0%
unknown | 2021 | 5 | unknown_2021_5 | 0% | 0% | 0%
unknown | 2021 | 6 | unknown_2021_6 | 0% | 0% | 0%
unknown | 2021 | 7 | unknown_2021_7 | 0% | 0% | 0%
unknown | 2021 | 8 | unknown_2021_8 | 0% | 0% | 0%
unknown | 2021 | 9 | unknown_2021_9 | 0% | 0% | 0%
unknown | 2021 | 10 | unknown_2021_10 | 0% | 0% | 0%
unknown | 2021 | 11 | unknown_2021_11 | 0% | 0% | 0%
unknown | 2021 | 12 | unknown_2021_12 | 0% | 0% | 0%
unknown | 2022 | 1 | unknown_2022_1 | 0% | 0% | 0%
unknown | 2022 | 2 | unknown_2022_2 | 0% | 0% | 0%
unknown | 2022 | 3 | unknown_2022_3 | 0% | 0% | 0%
unknown | 2022 | 4 | unknown_2022_4 | 0% | 0% | 0%
unknown | 2022 | 5 | unknown_2022_5 | 0% | 0% | 0%
unknown | 2022 | 6 | unknown_2022_6 | 0% | 0% | 0%
unknown | 2022 | 7 | unknown_2022_7 | 0% | 0% | 0%
unknown | 2022 | 8 | unknown_2022_8 | 0% | 0% | 0%
unknown | 2022 | 9 | unknown_2022_9 | 0% | 0% | 0%
unknown | 2022 | 10 | unknown_2022_10 | 0% | 0% | 0%
unknown | 2022 | 11 | unknown_2022_11 | 0% | 0% | 0%
unknown | 2022 | 12 | unknown_2022_12 | 0% | 0% | 0%
unknown | 2023 | 1 | unknown_2023_1 | 0% | 0% | 0%
unknown | 2023 | 2 | unknown_2023_2 | 0% | 0% | 0%
unknown | 2023 | 3 | unknown_2023_3 | 0% | 0% | 0%
unknown | 2023 | 4 | unknown_2023_4 | 0% | 0% | 0%
unknown | 2023 | 5 | unknown_2023_5 | 0% | 0% | 0%
unknown | 2023 | 6 | unknown_2023_6 | 0% | 0% | 0%
unknown | 2023 | 7 | unknown_2023_7 | 0% | 0% | 0%
unknown | 2023 | 8 | unknown_2023_8 | 0% | 0% | 0%
unknown | 2023 | 9 | unknown_2023_9 | 0% | 0% | 0%
unknown | 2023 | 10 | unknown_2023_10 | 0% | 0% | 0%
unknown | 2023 | 11 | unknown_2023_11 | 0% | 0% | 0%
unknown | 2023 | 12 | unknown_2023_12 | 0% | 0% | 0%
unknown | 2024 | 1 | unknown_2024_1 | 0% | 0% | 0%
unknown | 2024 | 2 | unknown_2024_2 | 0% | 0% | 0%
unknown | 2024 | 3 | unknown_2024_3 | 0% | 0% | 0%
unknown | 2024 | 4 | unknown_2024_4 | 0% | 0% | 0%
unknown | 2024 | 5 | unknown_2024_5 | 0% | 0% | 0%
unknown | 2024 | 6 | unknown_2024_6 | 0% | 0% | 0%
unknown | 2024 | 7 | unknown_2024_7 | 0% | 0% | 0%
unknown | 2024 | 8 | unknown_2024_8 | 0% | 0% | 0%
unknown | 2024 | 9 | unknown_2024_9 | 0% | 0% | 0%
unknown | 2024 | 10 | unknown_2024_10 | 0% | 0% | 0%
unknown | 2024 | 11 | unknown_2024_11 | 0% | 0% | 0%
unknown | 2024 | 12 | unknown_2024_12 | 0% | 0% | 0%
unknown | 2025 | 1 | unknown_2025_1 | 0% | 0% | 0%
unknown | 2025 | 2 | unknown_2025_2 | 0% | 0% | 0%
unknown | 2025 | 3 | unknown_2025_3 | 0% | 0% | 0%
unknown | 2025 | 4 | unknown_2025_4 | 0% | 0% | 0%
unknown | 2025 | 5 | unknown_2025_5 | 0% | 0% | 0%
unknown | 2025 | 6 | unknown_2025_6 | 0% | 0% | 0%
unknown | 2025 | 7 | unknown_2025_7 | 0% | 0% | 0%
unknown | 2025 | 8 | unknown_2025_8 | 0% | 0% | 0%
unknown | 2025 | 9 | unknown_2025_9 | 0% | 0% | 0%
unknown | 2025 | 10 | unknown_2025_10 | 0% | 0% | 0%
unknown | 2025 | 11 | unknown_2025_11 | 0% | 0% | 0%
unknown | 2025 | 12 | unknown_2025_12 | 0% | 0% | 0%
unknown | 2026 | 1 | unknown_2026_1 | 0% | 0% | 0%
unknown | 2026 | 2 | unknown_2026_2 | 0% | 0% | 0%
unknown | 2026 | 3 | unknown_2026_3 | 0% | 0% | 0%
unknown | 2026 | 4 | unknown_2026_4 | 0% | 0% | 0%
unknown | 2026 | 5 | unknown_2026_5 | 0% | 0% | 0%
unknown | 2026 | 6 | unknown_2026_6 | 0% | 0% | 0%
unknown | 2026 | 7 | unknown_2026_7 | 0% | 0% | 0%
unknown | 2026 | 8 | unknown_2026_8 | 0% | 0% | 0%
unknown | 2026 | 9 | unknown_2026_9 | 0% | 0% | 0%
unknown | 2026 | 10 | unknown_2026_10 | 0% | 0% | 0%
unknown | 2026 | 11 | unknown_2026_11 | 0% | 0% | 0%
unknown | 2026 | 12 | unknown_2026_12 | 0% | 0% | 0%
unknown | 2027 | 1 | unknown_2027_1 | 0% | 0% | 0%
unknown | 2027 | 2 | unknown_2027_2 | 0% | 0% | 0%
unknown | 2027 | 3 | unknown_2027_3 | 0% | 0% | 0%
unknown | 2027 | 4 | unknown_2027_4 | 0% | 0% | 0%
unknown | 2027 | 5 | unknown_2027_5 | 0% | 0% | 0%
unknown | 2027 | 6 | unknown_2027_6 | 0% | 0% | 0%
unknown | 2027 | 7 | unknown_2027_7 | 0% | 0% | 0%
unknown | 2027 | 8 | unknown_2027_8 | 0% | 0% | 0%
unknown | 2027 | 9 | unknown_2027_9 | 0% | 0% | 0%
unknown | 2027 | 10 | unknown_2027_10 | 0% | 0% | 0%
unknown | 2027 | 11 | unknown_2027_11 | 0% | 0% | 0%
unknown | 2027 | 12 | unknown_2027_12 | 0% | 0% | 0%
unknown | 2028 | 1 | unknown_2028_1 | 0% | 0% | 0%
unknown | 2028 | 2 | unknown_2028_2 | 0% | 0% | 0%
unknown | 2028 | 3 | unknown_2028_3 | 0% | 0% | 0%
unknown | 2028 | 4 | unknown_2028_4 | 0% | 0% | 0%
unknown | 2028 | 5 | unknown_2028_5 | 0% | 0% | 0%
unknown | 2028 | 6 | unknown_2028_6 | 0% | 0% | 0%
unknown | 2028 | 7 | unknown_2028_7 | 0% | 0% | 0%
unknown | 2028 | 8 | unknown_2028_8 | 0% | 0% | 0%
unknown | 2028 | 9 | unknown_2028_9 | 0% | 0% | 0%
unknown | 2028 | 10 | unknown_2028_10 | 0% | 0% | 0%
unknown | 2028 | 11 | unknown_2028_11 | 0% | 0% | 0%
unknown | 2028 | 12 | unknown_2028_12 | 0% | 0% | 0%
unknown | 2029 | 1 | unknown_2029_1 | 0% | 0% | 0%
unknown | 2029 | 2 | unknown_2029_2 | 0% | 0% | 0%
unknown | 2029 | 3 | unknown_2029_3 | 0% | 0% | 0%
unknown | 2029 | 4 | unknown_2029_4 | 0% | 0% | 0%
unknown | 2029 | 5 | unknown_2029_5 | 0% | 0% | 0%
unknown | 2029 | 6 | unknown_2029_6 | 0% | 0% | 0%
unknown | 2029 | 7 | unknown_2029_7 | 0% | 0% | 0%
unknown | 2029 | 8 | unknown_2029_8 | 0% | 0% | 0%
unknown | 2029 | 9 | unknown_2029_9 | 0% | 0% | 0%
unknown | 2029 | 10 | unknown_2029_10 | 0% | 0% | 0%
unknown | 2029 | 11 | unknown_2029_11 | 0% | 0% | 0%
unknown | 2029 | 12 | unknown_2029_12 | 0% | 0% | 0%
unknown | 2030 | 1 | unknown_2030_1 | 0% | 0% | 0%
unknown | 2030 | 2 | unknown_2030_2 | 0% | 0% | 0%
unknown | 2030 | 3 | unknown_2030_3 | 0% | 0% | 0%
unknown | 2030 | 4 | unknown_2030_4 | 0% | 0% | 0%
unknown | 2030 | 5 | unknown_2030_5 | 0% | 0% | 0%
unknown | 2030 | 6 | unknown_2030_6 | 0% | 0% | 0%
unknown | 2030 | 7 | unknown_2030_7 | 0% | 0% | 0%
unknown | 2030 | 8 | unknown_2030_8 | 0% | 0% | 0%
unknown | 2030 | 9 | unknown_2030_9 | 0% | 0% | 0%
unknown | 2030 | 10 | unknown_2030_10 | 0% | 0% | 0%
unknown | 2030 | 11 | unknown_2030_11 | 0% | 0% | 0%
unknown | 2030 | 12 | unknown_2030_12 | 0% | 0% | 0%
wind_high_cf | 2020 | 1 | wind_high_cf_2020_1 | 17.82% | 17.62% | 17.62%
wind_high_cf | 2020 | 2 | wind_high_cf_2020_2 | 15.27% | 15.1% | 15.1%
wind_high_cf | 2020 | 3 | wind_high_cf_2020_3 | 35.64% | 35.24% | 35.24%
wind_high_cf | 2020 | 4 | wind_high_cf_2020_4 | 31.82% | 31.47% | 31.47%
wind_high_cf | 2020 | 5 | wind_high_cf_2020_5 | 31.82% | 31.47% | 31.47%
wind_high_cf | 2020 | 6 | wind_high_cf_2020_6 | 42% | 41.53% | 41.53%
wind_high_cf | 2020 | 7 | wind_high_cf_2020_7 | 29.27% | 28.95% | 28.95%
wind_high_cf | 2020 | 8 | wind_high_cf_2020_8 | 26.73% | 26.43% | 26.43%
wind_high_cf | 2020 | 9 | wind_high_cf_2020_9 | 18.88% | 18.88% | 18.88%
wind_high_cf | 2020 | 10 | wind_high_cf_2020_10 | 10.18% | 10.07% | 10.07%
wind_high_cf | 2020 | 11 | wind_high_cf_2020_11 | 15.27% | 15.1% | 15.1%
wind_high_cf | 2020 | 12 | wind_high_cf_2020_12 | 16.55% | 16.36% | 16.36%
wind_high_cf | 2021 | 1 | wind_high_cf_2021_1 | 17.82% | 17.62% | 17.62%
wind_high_cf | 2021 | 2 | wind_high_cf_2021_2 | 15.27% | 15.1% | 15.1%
wind_high_cf | 2021 | 3 | wind_high_cf_2021_3 | 35.64% | 35.24% | 35.24%
wind_high_cf | 2021 | 4 | wind_high_cf_2021_4 | 31.82% | 31.47% | 31.47%
wind_high_cf | 2021 | 5 | wind_high_cf_2021_5 | 31.82% | 31.47% | 31.47%
wind_high_cf | 2021 | 6 | wind_high_cf_2021_6 | 42% | 41.53% | 41.53%
wind_high_cf | 2021 | 7 | wind_high_cf_2021_7 | 29.27% | 28.95% | 28.95%
wind_high_cf | 2021 | 8 | wind_high_cf_2021_8 | 26.73% | 26.43% | 26.43%
wind_high_cf | 2021 | 9 | wind_high_cf_2021_9 | 18.88% | 18.88% | 18.88%
wind_high_cf | 2021 | 10 | wind_high_cf_2021_10 | 10.18% | 10.07% | 10.07%
wind_high_cf | 2021 | 11 | wind_high_cf_2021_11 | 15.27% | 15.1% | 15.1%
wind_high_cf | 2021 | 12 | wind_high_cf_2021_12 | 16.55% | 16.36% | 16.36%
wind_high_cf | 2022 | 1 | wind_high_cf_2022_1 | 17.82% | 17.62% | 17.62%
wind_high_cf | 2022 | 2 | wind_high_cf_2022_2 | 15.27% | 15.1% | 15.1%
wind_high_cf | 2022 | 3 | wind_high_cf_2022_3 | 35.64% | 35.24% | 35.24%
wind_high_cf | 2022 | 4 | wind_high_cf_2022_4 | 31.82% | 31.47% | 31.47%
wind_high_cf | 2022 | 5 | wind_high_cf_2022_5 | 31.82% | 31.47% | 31.47%
wind_high_cf | 2022 | 6 | wind_high_cf_2022_6 | 42% | 41.53% | 41.53%
wind_high_cf | 2022 | 7 | wind_high_cf_2022_7 | 29.27% | 28.95% | 28.95%
wind_high_cf | 2022 | 8 | wind_high_cf_2022_8 | 26.73% | 26.43% | 26.43%
wind_high_cf | 2022 | 9 | wind_high_cf_2022_9 | 18.88% | 18.88% | 18.88%
wind_high_cf | 2022 | 10 | wind_high_cf_2022_10 | 10.18% | 10.07% | 10.07%
wind_high_cf | 2022 | 11 | wind_high_cf_2022_11 | 15.27% | 15.1% | 15.1%
wind_high_cf | 2022 | 12 | wind_high_cf_2022_12 | 16.55% | 16.36% | 16.36%
wind_high_cf | 2023 | 1 | wind_high_cf_2023_1 | 17.82% | 17.62% | 17.62%
wind_high_cf | 2023 | 2 | wind_high_cf_2023_2 | 15.27% | 15.1% | 15.1%
wind_high_cf | 2023 | 3 | wind_high_cf_2023_3 | 35.64% | 35.24% | 35.24%
wind_high_cf | 2023 | 4 | wind_high_cf_2023_4 | 31.82% | 31.47% | 31.47%
wind_high_cf | 2023 | 5 | wind_high_cf_2023_5 | 31.82% | 31.47% | 31.47%
wind_high_cf | 2023 | 6 | wind_high_cf_2023_6 | 42% | 41.53% | 41.53%
wind_high_cf | 2023 | 7 | wind_high_cf_2023_7 | 29.27% | 28.95% | 28.95%
wind_high_cf | 2023 | 8 | wind_high_cf_2023_8 | 26.73% | 26.43% | 26.43%
wind_high_cf | 2023 | 9 | wind_high_cf_2023_9 | 18.88% | 18.88% | 18.88%
wind_high_cf | 2023 | 10 | wind_high_cf_2023_10 | 10.18% | 10.07% | 10.07%
wind_high_cf | 2023 | 11 | wind_high_cf_2023_11 | 15.27% | 15.1% | 15.1%
wind_high_cf | 2023 | 12 | wind_high_cf_2023_12 | 16.55% | 16.36% | 16.36%
wind_high_cf | 2024 | 1 | wind_high_cf_2024_1 | 20.59% | 20.28% | 20.28%
wind_high_cf | 2024 | 2 | wind_high_cf_2024_2 | 17.65% | 17.39% | 17.39%
wind_high_cf | 2024 | 3 | wind_high_cf_2024_3 | 41.18% | 40.57% | 40.57%
wind_high_cf | 2024 | 4 | wind_high_cf_2024_4 | 36.77% | 36.22% | 36.22%
wind_high_cf | 2024 | 5 | wind_high_cf_2024_5 | 36.77% | 36.22% | 36.22%
wind_high_cf | 2024 | 6 | wind_high_cf_2024_6 | 48.53% | 47.81% | 47.81%
wind_high_cf | 2024 | 7 | wind_high_cf_2024_7 | 33.83% | 33.32% | 33.32%
wind_high_cf | 2024 | 8 | wind_high_cf_2024_8 | 30.88% | 30.43% | 30.43%
wind_high_cf | 2024 | 9 | wind_high_cf_2024_9 | 21.82% | 21.73% | 21.73%
wind_high_cf | 2024 | 10 | wind_high_cf_2024_10 | 11.77% | 11.59% | 11.59%
wind_high_cf | 2024 | 11 | wind_high_cf_2024_11 | 17.65% | 17.39% | 17.39%
wind_high_cf | 2024 | 12 | wind_high_cf_2024_12 | 19.12% | 18.84% | 18.84%
wind_high_cf | 2025 | 1 | wind_high_cf_2025_1 | 23.36% | 22.95% | 22.95%
wind_high_cf | 2025 | 2 | wind_high_cf_2025_2 | 20.02% | 19.67% | 19.67%
wind_high_cf | 2025 | 3 | wind_high_cf_2025_3 | 46.72% | 45.89% | 45.89%
wind_high_cf | 2025 | 4 | wind_high_cf_2025_4 | 41.72% | 40.98% | 40.98%
wind_high_cf | 2025 | 5 | wind_high_cf_2025_5 | 41.72% | 40.98% | 40.98%
wind_high_cf | 2025 | 6 | wind_high_cf_2025_6 | 55.07% | 54.09% | 54.09%
wind_high_cf | 2025 | 7 | wind_high_cf_2025_7 | 38.38% | 37.7% | 37.7%
wind_high_cf | 2025 | 8 | wind_high_cf_2025_8 | 35.04% | 34.42% | 34.42%
wind_high_cf | 2025 | 9 | wind_high_cf_2025_9 | 24.75% | 24.59% | 24.59%
wind_high_cf | 2025 | 10 | wind_high_cf_2025_10 | 13.35% | 13.11% | 13.11%
wind_high_cf | 2025 | 11 | wind_high_cf_2025_11 | 20.02% | 19.67% | 19.67%
wind_high_cf | 2025 | 12 | wind_high_cf_2025_12 | 21.69% | 21.31% | 21.31%

## contract_status
contract_status | description
online | Contract has been signed (or LSE owns the resource) and the resource is online as of 6/30/2020.
development | Contract has been signed and approved by CPUC and/or LSE’s highest decision-making authority as applicable (or LSE owns the resource), but resource is still under development and not yet online (as of 6/30/2020). If the resource is planned to come online in phases, report Commercial Operating Date for each phase in the Notes column.
review | Contract has been selected and is under review by LSE’s highest decision-making authority (e.g. board of directors) as of 6/30/2020. For LSE-owned resources, this means that the decision-making authority is reviewing whether to authorize an LSE-owned resource. This includes contracts shortlisted as a result of an RFO or a similar procurement method. It can also include bilateral contracts not resulting from a Request for Offer (RFO).
planned_existing | Contract (or decision to own resource) is planned for the future, and is not captured by the previous categories as of 6/30/2020. Report both planned bilateral contracts and planned RFOs here. Use this for EXISTING resources which are online as of 6/30/2020.
planned_new | Contract (or decision to own resource) is planned for the future, and is not captured by the previous categories as of 6/30/2020. Report both planned bilateral contracts and planned RFOs here. Use this for FUTURE resources which are NOT online as of 6/30/2020.

## month_map
1 | January
2 | February
3 | March
4 | April
5 | May
6 | June
7 | July
8 | August
9 | September
10 | October
11 | November
12 | December

## caiso_interconnection_queue
Queue Position | Project Name | Interconnection Request Receive Date | Queue Date | Application Status | Study Process | Type-1 | Type-2 | Fuel-1 | Fuel-2 | MW-1 | MW-2 | MW Total | Full Capacity, Partial or Energy Only (FC/P/EO) | County | State | Utility | Station or Transmission Line | Proposed On-line Date (as filed with IR) | Current On-line Date | Feasibility Study or Supplemental Review | System Impact Study or Phase I Cluster Study | Facilities Study (FAS) or Phase II Cluster Study | Optional Study (OS) | Interconnection Agreement Status
32 | TULE WIND | 2004-05-12 | 2004-05-24 | ACTIVE | Serial LGIP | Wind Turbine |  | Wind Turbine |  | 193.8 |  | 193.8 | Partial Deliverability | SAN DIEGO | CA | SDGE | Boulevard East Substation 138kV | 2007-09-01 | 2019-12-31 | Waived | Complete | Complete | None | Executed
72 | LAKE ELSINORE ADVANCED PUMPED STORAGE PROJECT | 2005-04-26 | 2005-06-21 | ACTIVE | Serial LGIP | Storage |  | Pumped-Storage hydro |  | 500 |  | 500 | Full Capacity | RIVERSIDE | CA | SDGE | Proposed Lee Lake Substation 500kV | 2008-12-31 | 2021-12-31 | Waived | Complete | Re-Study | None | Executed
93 | VOYAGER WIND | 2006-02-15 | 2006-03-01 | ACTIVE | Serial LGIP | Wind Turbine |  | Wind Turbine |  | 220 |  | 220 | Full Capacity | KERN | CA | SCE | Windhub Substation 220kV bus | 2008-12-31 | 2019-12-31 | Waived | Complete | Complete | None | Executed
119 | VOYAGER WIND 2 | 2006-08-08 | 2006-08-08 | ACTIVE | Serial LGIP | Wind Turbine |  | Wind Turbine |  | 500 |  | 500 | Full Capacity | KERN | CA | SCE | Windhub Sub 230kV Bus | 2013-12-31 | 2019-12-31 | Required | Complete | Complete | None | Executed
138 | SANDSTORM WIND POWER | 2006-10-23 | 2006-10-23 | ACTIVE | Serial LGIP | Wind Turbine |  | Wind Turbine |  | 150 |  | 150 | Full Capacity | RIVERSIDE | CA | SCE | Devers-Vista #1 230kV | 2008-12-31 | 2021-12-31 | Waived | Complete | Complete | None | Executed
159A | ENERGIA SIERRA JUAREZ WIND | 2006-12-06 | 2006-12-22 | ACTIVE | Serial LGIP | Wind Turbine |  | Wind Turbine |  | 256 |  | 256 | Full Capacity | BAJA CALIFORNIA | MX | SDGE | East County (ECO) Substation 230kV | 2009-06-01 | 2021-01-19 | Required | Complete | Complete | None | Executed
272 | AMERICAN KINGS SOLAR | 2007-11-01 | 2007-11-01 | ACTIVE | TC | Photovoltaic |  | Solar |  | 123 |  | 123 | Full Capacity | KINGS | CA | PGAE | Henrietta Substation 70kV bus | 2012-06-01 | 2020-12-01 | NA | Complete | Complete | NA | Executed
294 | DRACKER SOLAR | 2008-01-15 | 2008-01-16 | ACTIVE | TC | Photovoltaic |  | Solar |  | 485 |  | 485 | Full Capacity | RIVERSIDE | CA | SCE | Colorado River Substation 500kV | 2012-06-01 | 2020-12-01 | NA | Complete | Complete | NA | Executed
365 | ALMASOL | 2008-05-06 | 2008-05-12 | ACTIVE | TC | Photovoltaic | Storage | Solar | Battery | 500 | 250 | 500 | Full Capacity | RIVERSIDE | CA | SCE | Red Bluff Substation 230kV | 2013-12-28 | 2021-11-30 | NA | Complete | Complete | NA | Executed
421 | SLOTH | 2008-05-30 | 2008-05-30 | ACTIVE | TC | Steam Turbine |  | Solar |  | 49.5 |  | 49.5 | Full Capacity | RIVERSIDE | CA | SCE | Red Bluff Substation 220kV | 2012-02-01 | 2021-12-31 | NA | Complete | Complete | NA | Executed
506 | ROSAMOND WEST SOLAR | 2009-07-30 | 2009-07-31 | ACTIVE | C01 | Photovoltaic |  | Solar |  | 300 |  | 300 | Full Capacity | KERN | CA | SCE | Whirlwind Substation 230kV | 2015-07-31 | 2022-07-01 | NA | Complete | Complete | NA | Executed
552 | ORD MOUNTAIN | 2009-10-02 | 2010-02-01 | ACTIVE | C02 | Photovoltaic | Storage | Solar | Battery | 60 | 60 | 60 | Energy Only | SAN BERNARDINO | CA | SCE | Calcite Substation 220kV | 2012-03-01 | 2022-09-06 | NA | Complete | Complete | NA | Executed
576 | BLYTHE MESA SOLAR | 2010-01-29 | 2010-02-01 | ACTIVE | C02 | Photovoltaic |  | Solar |  | 224 |  | 224 | Full Capacity | RIVERSIDE | CA | SCE | Colorado River Sub 230kV Bus | 2013-12-31 | 2021-08-21 | NA | Complete | Complete | NA | Executed
602 | CATALINA SOLAR | 2010-01-30 | 2010-02-01 | ACTIVE | C02 | Photovoltaic |  | Solar |  | 150 |  | 150 | Full Capacity | KERN | CA | SCE | Whirlwind Substation 230kV | 2013-07-01 | 2021-12-01 | NA | Complete | Complete | NA | Executed
643AE | DESERT HARVEST | 2010-07-30 | 2010-07-31 | ACTIVE | C03 | Photovoltaic | Storage | Solar | Battery | 150 | 35 | 150 | Full Capacity | RIVERSIDE | CA | SCE | Red Bluff Sub 230kV Bus | 2014-01-01 | 2020-12-01 | NA | Complete | Complete | NA | Executed
653F | APPARENT FIRST HYBRID | 2010-10-07 | 2010-10-13 | ACTIVE | SGIP-TC | Photovoltaic | Storage | Solar | Battery | 12 | 12.1 | 12 | Full Capacity | YOLO | CA | PGAE | Woodland-Davis 115 kV | 2012-05-01 | 2020-06-22 | NA | Complete | Complete | NA | Executed
720 | LASSEN LODGE HYDROELECTRIC | 2011-03-31 | 2011-03-31 | ACTIVE | C04 | Hydro |  | Water |  | 4.5 |  | 4.5 | Energy Only | TEHAMA | CA | PGAE | Vota - South 60 KV | 2012-12-15 | 2020-10-15 | NA | Complete | Complete | NA | Executed
723 | LOTUS SOLAR FARM | 2011-03-31 | 2011-03-31 | ACTIVE | C04 | Photovoltaic |  | Solar |  | 50 |  | 50 | Full Capacity | MADERA | CA | PGAE | Borden Sub 230 KV Bus | 2014-07-01 | 2020-04-15 | NA | Complete | Complete | NA | Executed
744 | REDWOOD SOLAR FARM | 2011-03-31 | 2011-03-31 | ACTIVE | C04 | Photovoltaic |  | Solar |  | 90 |  | 90 | Full Capacity | KERN | CA | PGAE | Lamont Sub 115 KV Bus | 2014-07-01 | 2020-12-01 | NA | Complete | Complete | NA | Executed
779 | WRIGHT SOLAR | 2011-03-31 | 2011-03-31 | ACTIVE | C04 | Photovoltaic |  | Solar |  | 200 |  | 200 | Full Capacity | MERCED | CA | PGAE | Los Banos-Panoche #1 230kV | 2014-01-06 | 2019-12-15 | NA | Complete | Complete | NA | Executed
789 | RUGGED SOLAR FARM | 2011-03-30 | 2011-03-31 | ACTIVE | C04 | Photovoltaic |  | Solar |  | 71.88 |  | 71.88 | Energy Only | SAN DIEGO | CA | SDGE | Boulevard East Substation 69 kV | 2015-07-31 | 2020-07-30 | NA | Complete | Complete | NA | Executed
838 | BLUE HORNET SOLAR | 2011-03-31 | 2011-03-31 | ACTIVE | C04 | Photovoltaic |  | Solar |  | 100 |  | 100 | Full Capacity | IMPERIAL | CA | SDGE | Imperial Valley Substation 230kV | 2015-12-31 | 2021-12-01 | NA | Complete | Complete | NA | Executed
897 | SORREL I SOLAR FARM | 2012-04-02 | 2012-04-02 | ACTIVE | C05 | Photovoltaic |  | Solar |  | 200 |  | 200 | Full Capacity | SAN BERNARDINO | CA | SCE | Calcite Substation 220kV bus | 2016-12-01 | 2022-08-01 | NA | Complete | Complete | NA | Executed
946 | NORTHERN ORCHARD SOLAR | 2013-04-23 | 2013-04-30 | ACTIVE | C06 | Photovoltaic |  | Solar |  | 100 |  | 100 | Full Capacity | KERN | CA | PGAE | Midway- Wheeler Ridge #2 - 230 kV Line | 2015-12-01 | 2021-12-31 | NA | Complete | Complete | NA | Executed
954 | FIFTH STANDARD SOLAR | 2013-04-29 | 2013-04-30 | ACTIVE | C06 | Photovoltaic |  | Solar |  | 150 |  | 150 | Full Capacity | FRESNO | CA | PGAE | Gates Substation 230 kV | 2016-07-01 | 2021-12-31 | NA | Complete | Complete | NA | Executed
955 | ALGONQUIN POWER SANGER 2 | 2013-04-30 | 2013-04-30 | ACTIVE | C06 | Combined Cycle |  | Natural Gas |  | 60 |  | 60 | Full Capacity | FRESNO | CA | PGAE | Sanger Co-gen 115/13.8kV Sub | 2014-05-01 | 2020-11-01 | NA | Complete | Complete | NA | Executed
965 | JAVA SOLAR | 2013-04-30 | 2013-04-30 | ACTIVE | C06 | Photovoltaic |  | Solar |  | 13.5 |  | 13.5 | Full Capacity | KINGS | CA | PGAE | Henrietta-GWF 115 kV Line | 2016-10-01 | 2020-04-30 | NA | Complete | Complete | NA | Executed
968 | PALOMAR ENERGY CENTER 2 | 2013-04-30 | 2013-04-30 | ACTIVE | C06 | Combined Cycle |  | Natural Gas |  | 35 |  | 35 | Full Capacity | SAN DIEGO | CA | SDGE | Palomar Energy Substation 230kV | 2015-03-01 | 2020-04-15 | NA | Complete | Complete | NA | Executed
1002 | LASSEN LODGE HYDROELECTRIC 2 | 2013-05-01 | 2013-04-30 | ACTIVE | C06 | Hydro |  | Water |  | 0.5 |  | 0.5 | Energy Only | TEHAMA | CA | PGAE | Volta-South 60 kV Line | 2015-11-15 | 2020-10-15 | NA | Complete | Complete | NA | Executed
1010 | DYER SUMMIT WIND REPOWER | 2014-04-28 | 2014-04-30 | ACTIVE | C07 | Wind Turbine |  | Wind Turbine |  | 46.1 |  | 44.8 | Full Capacity | SAN JOAQUIN | CA | PGAE | Vasco-Herdlyn 60kV line | 2015-12-01 | 2019-11-01 | NA | Complete | Complete | NA | Executed
1011 | COLINAS DE ORO | 2014-04-28 | 2014-04-30 | ACTIVE | C07 | Storage |  | Battery |  | 30 |  | 30 | Full Capacity | ALAMEDA | CA | PGAE | Tesla Substation 115kV | 2016-12-01 | 2021-03-01 | NA | Complete | Complete | NA | Executed
1027 | BLACKBRIAR | 2014-05-01 | 2014-04-30 | ACTIVE | C07 | Storage |  | Battery |  | 20 |  | 20 | Full Capacity | FRESNO | CA | PGAE | Gates Substation 230kV | 2016-06-01 | 2021-12-31 | NA | Complete | Complete | NA | Executed
1028 | LITTLE BEAR SOLAR 1 | 2014-04-30 | 2014-04-30 | ACTIVE | C07 | Photovoltaic |  | Solar |  | 20 |  | 20 | Full Capacity | FRESNO | CA | PGAE | Mendota Substation 115 kV | 2016-12-01 | 2020-09-01 | NA | Complete | Complete | NA | Executed
1029 | LITTLE BEAR SOLAR 2 | 2014-04-30 | 2014-04-30 | ACTIVE | C07 | Photovoltaic |  | Solar |  | 20 |  | 20 | Full Capacity | FRESNO | CA | PGAE | Mendota Substation 115 kV | 2018-09-01 | 2020-09-01 | NA | Complete | Complete | NA | Executed
1030 | SOUTH LAKE SOLAR | 2014-04-30 | 2014-04-30 | ACTIVE | C07 | Photovoltaic | Storage | Solar | Battery | 15 | 5 | 20 | Energy Only | FRESNO | CA | PGAE | Schindler-Huron-Gates Tap 70kV | 2016-12-15 | 2021-04-15 | NA | Complete | Complete | NA | Executed
1036 | MUSTANG 2 | 2014-04-30 | 2014-04-30 | ACTIVE | C07 | Photovoltaic | Storage | Solar | Battery | 153.4 | 150 | 153.4 | Full Capacity | KINGS | CA | PGAE | Mustang Switchyard 230 kV | 2016-09-30 | 2020-10-01 | NA | Complete | Complete | NA | Executed
1045 | CHULA VISTA ENERGY CENTER 2 | 2014-04-30 | 2014-04-30 | ACTIVE | C07 | Storage |  | Battery |  | 50 |  | 50 | Energy Only | SAN DIEGO | CA | SDGE | Otay Substation 69 kV | 2019-11-01 | 2021-03-15 | NA | Complete | Complete | NA | In Progress
1047 | NORTH JOHNSON ENERGY CENTER | 2014-04-30 | 2014-04-30 | ACTIVE | C07 | Storage |  | Battery |  | 50 |  | 50 | Energy Only | SAN DIEGO | CA | SDGE | El Cajon Substation 69kV | 2019-11-01 | 2021-03-15 | NA | Complete | Complete | NA | In Progress
1048 | ESCONDIDO ENERGY CENTER 2 | 2014-04-30 | 2014-04-30 | ACTIVE | C07 | Storage |  | Battery |  | 50 |  | 50 | Energy Only | SAN DIEGO | CA | SDGE | Escondido Substation 69 kV | 2019-11-01 | 2021-03-15 | NA | Complete | Complete | NA | In Progress
1062 | WHITE WING RANCH SOLAR | 2014-04-30 | 2014-04-30 | ACTIVE | C07 | Photovoltaic |  | Solar |  | 200 |  | 200 | Energy Only | YUMA | AZ | SDGE | Hoodoo Wash Switchyard 500 kV | 2018-12-31 | 2018-12-31 | NA | Complete | Complete | NA | In Progress
1064 | ARES NEVADA | 2014-04-30 | 2014-04-30 | ACTIVE | C07 | Storage |  | Gravity via Rail |  | 44 |  | 44 | Full Capacity | NYE | NV | GWT | Gamebird Switchyard 230kV | 2017-01-01 | 2020-06-19 | NA | Complete | Complete | NA | Executed
1074 | GASKELL WEST | 2014-04-30 | 2014-04-30 | ACTIVE | C07 | Photovoltaic |  | Solar |  | 128.1 |  | 128.07 | Full Capacity | KERN | CA | SCE | Whirlwind Substation 220 kV | 2016-06-30 | 2020-10-01 | NA | Complete | Complete | NA | Executed
1076 | WILLOW SPRINGS SOLAR 3 | 2014-04-30 | 2014-04-30 | ACTIVE | C07 | Photovoltaic |  | Solar |  | 50 |  | 50 | Full Capacity | KERN | CA | SCE | Whirlwind Substation 230 kV | 2017-06-30 | 2021-04-15 | NA | Complete | Complete | NA | Executed
1096 | ALTAMONT MIDWAY LTD | 2015-02-24 | 2015-04-13 | ACTIVE | FT | Wind Turbine |  | Wind Turbine |  | 5 |  | 5 | Energy Only | ALAMEDA | CA | PGAE | Altamont Midway Substation 230 kV | 2015-08-31 | 2019-12-31 | None | NA | NA | NA | Executed
1097 | BEAR CANYON ENERGY STORAGE | 2015-04-29 | 2015-04-30 | ACTIVE | C08 | Storage |  | Battery |  | 13.25 |  | 13 | Full Capacity | LAKE | CA | PGAE | Geysers #12-Fulton 230kV line | 2018-01-01 | 2021-09-01 | NA | Complete | Complete | NA | Executed
1103 | CENTRAL 40 | 2015-04-30 | 2015-04-30 | ACTIVE | C08 | Photovoltaic |  | Solar |  | 40 |  | 40 | Full Capacity | STANISLAUS | CA | PGAE | Miller #1 115 kV line | 2017-08-01 | 2020-11-30 | NA | Complete | Complete | NA | Executed
1106 | FOUNTAIN WIND | 2015-04-30 | 2015-04-30 | ACTIVE | C08 | Wind Turbine |  | Wind Turbine |  | 206 |  | 200 | Full Capacity | SHASTA | CA | PGAE | Pit1-Cottonwood 230kV line | 2020-10-15 | 2024-03-15 | NA | Complete | Complete | NA | Executed
1109 | NORTH CENTRAL VALLEY | 2015-04-30 | 2015-04-30 | ACTIVE | C08 | Storage |  | Battery |  | 150 |  | 132 | Full Capacity | SAN JOAQUIN | CA | PGAE | Belotta Substation 115 kV | 2021-06-01 | 2022-04-01 | NA | Complete | Complete | NA | Executed
1111 | BLACK DIAMOND ENERGY STORAGE | 2015-04-30 | 2015-04-30 | ACTIVE | C08 | Storage |  | Battery |  | 200 |  | 200 | Full Capacity | CONTRA COSTA | CA | PGAE | Pittsburgh Substation 230kV | 2018-06-01 | 2021-05-01 | NA | Complete | Complete | NA | Executed
1116 | ULTRAPOWER CHINESE STATION BESS | 2015-04-30 | 2015-04-30 | ACTIVE | C08 | Storage |  | Battery |  | 10 |  | 10 | Full Capacity | TUOLUMNE | CA | PGAE | Melones-Curtis 115kV line | 2017-03-31 | 2020-08-31 | NA | Complete | Complete | NA | Executed
1117 | AQUAMARINE WESTSIDE | 2015-04-30 | 2015-04-30 | ACTIVE | C08 | Photovoltaic |  | Solar |  | 254 |  | 250 | Full Capacity | KINGS | CA | PGAE | Gates Substation 230 kV | 2019-06-18 | 2020-11-06 | NA | Complete | Complete | NA | Executed
1120 | CHESTNUT WESTSIDE | 2015-04-30 | 2015-04-30 | ACTIVE | C08 | Photovoltaic |  | Solar |  | 152 |  | 150 | Full Capacity | KINGS | CA | PGAE | Gates Substation 230kV | 2021-04-19 | 2022-04-29 | NA | Complete | Complete | NA | Executed
1127 | LITTLE BEAR 3 | 2015-04-28 | 2015-04-30 | ACTIVE | C08 | Photovoltaic |  | Solar |  | 20.44 |  | 20 | Full Capacity | FRESNO | CA | PGAE | Mendota Substation 115kV | 2020-08-01 | 2020-08-01 | NA | Complete | Complete | NA | Executed
1128 | LITTLE BEAR 4 | 2015-04-28 | 2015-04-30 | ACTIVE | C08 | Photovoltaic |  | Solar |  | 103.1 |  | 100 | Full Capacity | FRESNO | CA | PGAE | Mendota Substation 115kV | 2020-12-01 | 2020-08-01 | NA | Complete | Complete | NA | Executed
1129 | LUNA VALLEY SOLAR | 2015-04-30 | 2015-04-30 | ACTIVE | C08 | Photovoltaic |  | Solar |  | 204 |  | 200 | Full Capacity | FRESNO | CA | PGAE | Tranquility Substation 230kV | 2018-12-31 | 2022-04-29 | NA | Complete | Complete | NA | Executed
1135 | SCARLET | 2015-04-29 | 2015-04-30 | ACTIVE | C08 | Photovoltaic | Storage | Solar | Battery | 417.9 | 420 | 400 | Full Capacity | FRESNO | CA | PGAE | Tranquillity Switching Station 230kV | 2018-12-31 | 2022-12-31 | NA | Complete | Complete | NA | Executed
1136 | WESTLANDS ALMOND | 2015-04-30 | 2015-04-30 | ACTIVE | C08 | Photovoltaic |  | Solar |  | 20 |  | 20 | Energy Only | KINGS | CA | PGAE | Kent SW STA 70 kV | 2016-11-14 | 2022-02-15 | NA | Complete | Complete | NA | Executed
1139 | WESTLANDS SOLAR BLUE | 2015-04-30 | 2015-04-30 | ACTIVE | C08 | Photovoltaic |  | Solar |  | 252 |  | 250 | Full Capacity | KINGS | CA | PGAE | Gates Substation 230kV | 2020-04-20 | 2022-03-30 | NA | Complete | Complete | NA | Executed
1141 | ALAMO SPRINGS SOLAR 1 | 2015-04-30 | 2015-04-30 | ACTIVE | C08 | Photovoltaic |  | Solar |  | 80 |  | 80 | Full Capacity | KERN | CA | PGAE | Arco Substation 70kV | 2018-12-31 | 2022-04-28 | NA | Complete | Complete | NA | Executed
1143 | LAKE ALPAUGH BATTERY STORAGE | 2015-04-29 | 2015-04-30 | ACTIVE | C08 | Storage |  | Battery |  | 10 |  | 10 | Full Capacity | TULARE | CA | PGAE | Corcoran-Olive Switching Station 115 kV | 2017-12-31 | 2021-12-31 | NA | Complete | Complete | NA | Executed
1157 | ALAMO SPRINGS SOLAR 2 | 2015-04-22 | 2015-04-30 | ACTIVE | C08 | Photovoltaic |  | Solar |  | 50 |  | 50 | Full Capacity | KERN | CA | PGAE | Arco Substation 70kV | 2018-12-31 | 2022-04-28 | NA | Complete | Complete | NA | Executed
1158 | SLATE | 2015-04-29 | 2015-04-30 | ACTIVE | C08 | Photovoltaic | Storage | Solar | Battery | 308.5 | 308.7 | 300 | Full Capacity | KINGS | CA | PGAE | Mustang Switching Station 230kV | 2018-12-31 | 2020-12-31 | NA | Complete | Complete | NA | Executed
1166 | BIG ROCK SOLAR FARM | 2015-04-30 | 2015-04-30 | ACTIVE | C08 | Photovoltaic |  | Solar |  | 200 |  | 200 | Full Capacity | IMPERIAL | CA | SDGE | Imperial Valley Substation 230 kV | 2020-06-01 | 2022-03-31 | NA | Complete | Complete | NA | Executed
1169 | FALLBROOK ENERGY STORAGE | 2015-04-30 | 2015-04-30 | ACTIVE | C08 | Storage |  | Battery |  | 70 |  | 69.6 | Full Capacity | SAN DIEGO | CA | SDGE | Avocado Substation 69kV | 2020-02-01 | 2021-03-24 | NA | Complete | Complete | NA | Executed
1170 | GATEWAY ENERGY STORAGE | 2015-04-30 | 2015-04-30 | ACTIVE | C08 | Storage |  | Battery |  | 250 |  | 250 | Full Capacity | SAN DIEGO | CA | SDGE | Otay Mesa Switchyard 230 kV | 2018-09-01 | 2020-01-01 | NA | Complete | Complete | NA | Executed
1171 | MCFARLAND SOLAR | 2015-04-30 | 2015-04-30 | ACTIVE | C08 | Photovoltaic |  | Solar |  | 500 |  | 500 | Full Capacity | YUMA | AZ | SDGE | Hoodoo Wash Switchyard 500 kV | 2018-12-31 | 2021-06-01 | NA | Complete | Complete | NA | In Progress
1175 | LA CONTE ENERGY STORAGE | 2015-04-29 | 2015-04-30 | ACTIVE | C08 | Storage |  | Battery |  | 125 |  | 125 | Energy Only | IMPERIAL | CA | SDGE | Imperial Valley Substation 230 kV | 2018-09-01 | 2021-01-15 | NA | Complete | Complete | NA | In Progress
1189 | SUN STREAMS SOLAR 2 | 2015-04-28 | 2015-04-30 | ACTIVE | C08 | Photovoltaic |  | Solar |  | 150 |  | 150 | Full Capacity | MARICOPA | AZ | SDGE | Hassayampa Switchyard 500 kV common bus | 2020-01-31 | 2020-01-31 | NA | Complete | Complete | NA | In Progress
1191 | VALLEY CENTER RENEWABLE | 2015-04-30 | 2015-04-30 | ACTIVE | C08 | Photovoltaic |  | Solar |  | 120 |  | 120 | Full Capacity | SAN DIEGO | CA | SDGE | Valley Center Substation 69kV | 2018-10-01 | 2021-12-15 | NA | Complete | Complete | NA | In Progress
1192 | CRIMSON | 2015-04-29 | 2015-04-30 | ACTIVE | C08 | Photovoltaic | Storage | Solar | Battery | 359.6 | 365 | 350 | Full Capacity | RIVERSIDE | CA | SCE | Colorado River Substation 230kV | 2020-12-31 | 2021-09-30 | NA | Complete | Complete | NA | Executed
1196 | ARLINGTON | 2015-04-30 | 2015-04-30 | ACTIVE | C08 | Photovoltaic |  | Solar |  | 409.9 |  | 409.9 | Full Capacity | RIVERSIDE | CA | SCE | Colorado River Substation 230kV | 2021-07-01 | 2023-07-01 | NA | Complete | Complete | NA | Executed
1198 | QUARTZITE SOLAR 8 | 2015-04-28 | 2015-04-30 | ACTIVE | C08 | Photovoltaic |  | Solar |  | 150 |  | 150 | Full Capacity | RIVERSIDE | CA | SCE | Colorado River Substation 220kV | 2020-12-01 | 2022-04-28 | NA | Complete | Complete | NA | Executed
1200 | VICTORY PASS SOLAR | 2015-04-30 | 2015-04-30 | ACTIVE | C08 | Photovoltaic |  | Solar |  | 200 |  | 200 | Full Capacity | RIVERSIDE | CA | SCE | Red Bluff Substation 230kV | 2018-12-31 | 2022-04-30 | NA | Complete | Complete | NA | Executed
1204 | PEAK VALLEY SOLAR FARM | 2015-04-30 | 2015-04-30 | ACTIVE | C08 | Photovoltaic | Storage | Solar | Battery | 200 | 200 | 200 | Partial Deliverability | SAN BERNARDINO | CA | SCE | Kramer Substation 230kV | 2020-06-01 | 2022-04-15 | NA | Complete | Complete | NA | Executed
1207 | SIENNA SOLAR FARM | 2015-04-30 | 2015-04-30 | ACTIVE | C08 | Photovoltaic |  | Solar |  | 200 |  | 200 | Full Capacity | SAN BERNARDINO | CA | SCE | Calcite Substation 230kV | 2020-06-01 | 2023-03-31 | NA | Complete | Complete | NA | Executed
1208 | ANTELOPE SOLAR 2 | 2015-04-30 | 2015-04-30 | ACTIVE | C08 | Storage | Photovoltaic | Battery | Solar | 200 | 450 | 650 | Full Capacity | LOS ANGELES | CA | SCE | Antelope Substation 220kV | 2018-12-31 | 2021-03-31 | NA | Complete | Complete | NA | Executed
1211 | ROSAMOND SOUTH EAST | 2015-04-30 | 2015-04-30 | ACTIVE | C08 | Photovoltaic |  | Solar |  | 101.7 |  | 101.7 | Full Capacity | KERN | CA | SCE | Whirlwind Substation 230kV | 2018-06-30 | 2022-04-30 | NA | Complete | Complete | NA | Executed
1212 | GOLDEN FIELDS SOLAR | 2015-04-30 | 2015-04-30 | ACTIVE | C08 | Photovoltaic |  | Solar |  | 101.7 |  | 101.7 | Full Capacity | KERN | CA | SCE | Whirlwind Substation 230kV | 2018-06-30 | 2022-04-30 | NA | Complete | Complete | NA | Executed
1215 | RABBITBRUSH SOLAR | 2015-04-28 | 2015-04-30 | ACTIVE | C08 | Photovoltaic |  | Solar |  | 153.7 |  | 153.73 | Full Capacity | KERN | CA | SCE | Whirlwind Substation 230kV | 2019-12-31 | 2021-12-31 | NA | Complete | Complete | NA | Executed
1217 | WILLOW SPRINGS SOLAR 4 | 2015-04-28 | 2015-04-30 | ACTIVE | C08 | Photovoltaic |  | Solar |  | 102 |  | 75 | Full Capacity | KERN | CA | SCE | Whirlwind Substation 230kV | 2019-12-31 | 2021-06-30 | NA | Complete | Complete | NA | Executed
1218 | NEVADA MOHAVE SOLAR | 2015-04-28 | 2015-04-30 | ACTIVE | C08 | Photovoltaic |  | Solar |  | 400 |  | 400 | Energy Only | CLARK | NV | SCE | Jointly-owned Mohave Switchyard 500kV | 2019-12-01 | 2024-06-15 | NA | Complete | Complete | NA | In Progress
1222 | AGUA CALIENTE SOLAR 2 | 2016-03-01 | 2016-03-08 | ACTIVE | ISP | Photovoltaic |  | Solar |  | 20 |  | 20 | Energy Only | MARICOPA | AZ | SDGE | Hoodoo Wash Switchyard 500kV | 2016-12-01 | 2016-12-01 | NA |  |  | NA
1223 | AMERICAN KINGS 9 | 2016-04-22 | 2016-05-02 | ACTIVE | C09 | Photovoltaic |  | Solar |  | 310.7 |  | 300 | Energy Only | KINGS | CA | PGAE | Mustang Switching Station 230kV | 2020-12-31 | 2023-07-18 | NA | Complete | Complete | NA | In Progress
1225 | CINCO | 2016-04-27 | 2016-05-02 | ACTIVE | C09 | Storage | Photovoltaic | Battery | Solar | 10.45 | 53.2 | 60 | Energy Only | FRESNO | CA | PGAE | Five Points Substation 70 kV | 2019-06-01 | 2021-12-31 | NA | Complete | Complete | NA
1235 | HUDSON SOLAR 1 | 2016-04-21 | 2016-05-02 | ACTIVE | C09 | Photovoltaic | Storage | Solar | Battery | 86.64 | 99 | 85 | Energy Only | FRESNO | CA | PGAE | Panoche Substation 115 kV | 2019-12-31 | 2022-12-31 | NA | Complete | Complete | NA | Executed
1239 | MEDEIROS SOLAR | 2016-05-03 | 2016-05-02 | ACTIVE | C09 | Photovoltaic |  | Solar |  | 28.35 |  | 26.5 | Energy Only | MERCED | CA | PGAE | Los Banos - O'Neil PGP 70 kV Line | 2019-08-01 | 2019-08-01 | NA | Complete | Complete | NA | In Progress
1242 | PLUOT | 2016-05-03 | 2016-05-02 | ACTIVE | C09 | Photovoltaic |  | Solar |  | 254 |  | 246.4 | Energy Only | KINGS | CA | PGAE | Gates 230 kV. | 2023-04-05 | 2023-04-05 | NA | Complete | Complete | NA | In Progress
1243 | POMEGRANATE | 2016-05-03 | 2016-05-02 | ACTIVE | C09 | Photovoltaic |  | Solar |  | 254 |  | 249.7 | Energy Only | KINGS | CA | PGAE | Gates Substation 230kV | 2022-04-06 | 2023-04-05 | NA | Complete | Complete | NA | In Progress
1244 | PROXIMA SOLAR | 2016-04-30 | 2016-05-02 | ACTIVE | C09 | Photovoltaic | Storage | Solar | Battery | 220 | 104.5 | 300 | Full Capacity | STANISLAUS | CA | PGAE | Quinto-Westley 230 kV line | 2020-03-10 | 2023-01-14 | NA | Complete | Complete | NA | Executed
1259 | NORTHERN ORCHARD SOLAR 2 | 2016-04-27 | 2016-05-02 | ACTIVE | C09 | Photovoltaic |  | Solar |  | 133.6 |  | 130 | Energy Only | KERN | CA | PGAE | Midway - Wheeler Ridge 230kV #2 line | 2020-12-16 | 2021-12-31 | NA | Complete | Complete | NA | In Progress
1260 | NORTHERN ORCHARD SOLAR 3 | 2016-04-27 | 2016-05-02 | ACTIVE | C09 | Photovoltaic |  | Solar |  | 102 |  | 100 | Energy Only | KERN | CA | PGAE | Midway - Wheeler Ridge 230kV #2 line | 2020-10-14 | 2021-12-31 | NA | Complete | Complete | NA | In Progress
1269 | CAPETOWN HYBRID | 2016-04-29 | 2016-05-02 | ACTIVE | C09 | Wind Turbine |  | Wind Turbine |  | 135.3 |  | 125 | Energy Only | HUMBOLDT | CA | PGAE | Bridgeville 115 kV | 2019-12-31 | 2022-09-15 | NA | Complete | Complete | NA | Executed
1270 | CORBY | 2016-04-27 | 2016-05-02 | ACTIVE | C09 | Storage |  | Battery |  | 313.5 |  | 300 | Full Capacity | SOLANO | CA | PGAE | Vaca-Dixon Substation 230kV | 2020-12-01 | 2022-06-01 | NA | Complete | Complete | NA | In Progress
1272 | CASCADE ENERGY STORAGE | 2016-05-02 | 2016-05-02 | ACTIVE | C09 | Storage |  | Battery |  | 25.2 |  | 25 | Full Capacity | SAN JOAQUIN | CA | PGAE | Weber Substation 60kV | 2018-05-31 | 2021-12-31 | NA | Complete | Complete | NA | Executed
1275 | KOLA | 2016-04-26 | 2016-05-02 | ACTIVE | C09 | Storage |  | Battery |  | 418 |  | 418 | Full Capacity | ALAMEDA | CA | PGAE | Tesla Substation 230kV | 2020-12-01 | 2023-04-10 | NA | Complete | Complete | NA | Executed
1277 | MULQUEENEY RANCH WIND | 2016-05-02 | 2016-05-02 | ACTIVE | C09 | Wind Turbine |  | Wind Turbine |  | 114 |  | 20 | Full Capacity | ALAMEDA | CA | PGAE | Tesla 230 kV Bus "C" | 2020-03-01 | 2021-12-15 | NA | Complete | Complete | NA | Executed
1284 | WALKER RIDGE | 2016-05-23 | 2016-05-02 | ACTIVE | C09 | Wind Turbine |  | Wind Turbine |  | 144.9 |  | 140.9 | Partial Deliverability | LAKE | CA | PGAE | Cortina-Mendocino and Cortina-Eagle Rock 115kV Lines | 2019-02-01 | 2021-10-16 | NA | Complete | Complete | NA | Executed
1291 | MESQUITE SOLAR 5 | 2016-04-28 | 2016-05-02 | ACTIVE | C09 | Storage | Photovoltaic | Battery | Solar | 20 | 300 | 300 | Full Capacity | MARICOPA | AZ | SDGE | Hassayampa Switchyard 500kV common bus | 2023-04-28 | 2023-04-28 | NA | Complete | Complete | NA | Executed
1293 | SIGNAL PEAK | 2016-04-28 | 2016-05-02 | ACTIVE | C09 | Photovoltaic |  | Solar |  | 400 |  | 400 | Energy Only | YUMA | AZ | SDGE | Hoodoo Wash Switchyard 500 kV | 2021-12-01 | 2021-12-01 | NA | Complete | Complete | NA | In Progress
1295 | MARVEL | 2016-04-26 | 2016-05-02 | ACTIVE | C09 | Storage |  | Battery |  | 405.9 |  | 400 | Full Capacity | RIVERSIDE | CA | SCE | Devers Substation 230kV | 2022-04-01 | 2023-01-01 | NA | Complete | Complete | NA | Executed
1302 | SOL CATCHER BESS | 2016-05-03 | 2016-05-02 | ACTIVE | C09 | Storage |  | Battery |  | 220 |  | 213.5 | Energy Only | RIVERSIDE | CA | SCE | Red Bluff 220 kV | 2019-05-31 | 2021-06-30 | NA | Complete | Complete | NA | In Progress
1305 | CALCITE SOLAR 1 | 2016-04-22 | 2016-05-02 | ACTIVE | C09 | Photovoltaic | Storage | Solar | Battery | 102.9 | 20.7 | 100 | Energy Only | SAN BERNARDINO | CA | SCE | Calcite 230 kV Line | 2020-08-01 | 2021-12-31 | NA | Complete | Complete | NA | In Progress
1312 | DAGGETT SOLAR 1 | 2016-04-28 | 2016-05-02 | ACTIVE | C09 | Photovoltaic | Storage | Solar | Battery | 156 | 72 | 144 | Full Capacity | SAN BERNARDINO | CA | SCE | Coolwater Substation 115kV | 2020-06-30 | 2021-12-15 | NA | Complete | Complete | NA | Executed
1313 | DAGGETT SOLAR 2 | 2016-04-28 | 2016-05-02 | ACTIVE | C09 | Photovoltaic | Storage | Solar | Battery | 197.6 | 96 | 182 | Full Capacity | SAN BERNARDINO | CA | SCE | Kramer Substation 230kV | 2020-06-30 | 2023-04-15 | NA | Complete | Complete | NA | Executed
1314 | DAGGETT SOLAR 3 | 2016-04-28 | 2016-05-02 | ACTIVE | C09 | Photovoltaic | Storage | Solar | Battery | 324.5 | 150 | 300 | Full Capacity | SAN BERNARDINO | CA | SCE | Kramer Substation 230kV | 2020-06-30 | 2023-04-15 | NA | Complete | Complete | NA | Executed
1319 | WILLY 9 | 2016-04-25 | 2016-05-02 | ACTIVE | C09 | Photovoltaic |  | Solar |  | 259.8 |  | 250 | Full Capacity | KERN | CA | SCE | Whirlwind Substation 230kV | 2020-12-31 | 2021-07-31 | NA | Complete | Complete | NA | Executed
1322 | SOLAR STAR 3 | 2016-04-25 | 2016-05-02 | ACTIVE | C09 | Storage | Photovoltaic | Battery | Solar | 24.95 | 25 | 24 | Full Capacity | KERN | CA | SCE | Whirlwind Substation 230kV | 2021-12-31 | 2021-12-30 | NA | Complete | Complete | NA | Executed
1323 | SOLAR STAR 4 | 2016-04-25 | 2016-05-02 | ACTIVE | C09 | Storage | Photovoltaic | Battery | Solar | 24.95 | 25.05 | 24 | Full Capacity | KERN | CA | SCE | Whirlwind Substation 230kV | 2021-12-31 | 2021-12-30 | NA | Complete | Complete | NA | Executed
1324 | SAGEBRUSH SOLAR 3 | 2016-04-27 | 2016-05-02 | ACTIVE | C09 | Photovoltaic |  | Solar |  | 311.4 |  | 300 | Full Capacity | KERN | CA | SCE | Windhub Substation 230kV | 2019-12-31 | 2022-06-01 | NA | Complete | Complete | NA | In Progress
1325 | SAGEBRUSH SOLAR 2 | 2016-04-27 | 2016-05-02 | ACTIVE | C09 | Photovoltaic |  | Solar |  | 208 |  | 200 | Energy Only | KERN | CA | SCE | Vincent Substation 230kV | 2019-12-31 | 2022-06-01 | NA | Complete | Complete | NA | In Progress
1327 | CYCLONE SOLAR | 2016-04-29 | 2016-05-02 | ACTIVE | C09 | Photovoltaic |  | Solar |  | 57.95 |  | 56.87 | Full Capacity | KERN | CA | SCE | Whirlwind Substation 230kV | 2019-07-01 | 2021-03-31 | NA | Complete | Complete | NA | In Progress
1329 | TROPICO SOLAR | 2016-04-29 | 2016-05-02 | ACTIVE | C09 | Photovoltaic | Storage | Solar | Battery | 112.3 | 40 | 110 | Full Capacity | KERN | CA | SCE | Whirlwind Substation 230 kV | 2021-12-01 | 2021-12-01 | NA | Complete | Complete | NA | Executed
1330 | CLOVER ENERGY STORAGE PLANT | 2016-05-02 | 2016-05-02 | ACTIVE | C09 | Storage |  | Battery |  | 300 |  | 120 | Full Capacity | LOS ANGELES | CA | SCE | Antelope Substation 66kV | 2019-06-01 | 2022-12-01 | NA | Complete | Complete | NA | Executed
1335 | PASTORIA SOLAR | 2016-05-02 | 2016-05-02 | ACTIVE | C09 | Photovoltaic |  | Solar |  | 106.9 |  | 105.2 | Full Capacity | KERN | CA | SCE | Pastoria Substation 230kV | 2019-09-01 | 2021-04-17 | NA | Complete | Complete | NA | Executed
1336 | SOUTHLAND | 2016-04-27 | 2016-05-02 | ACTIVE | C09 | Photovoltaic |  | Solar |  | 380.1 |  | 375 | Full Capacity | CLARK | NV | SCE | Mohave Substation 500kV | 2019-12-01 | 2023-04-26 | NA | Complete | Complete | NA | In Progress
1339 | TECHREN SOLAR | 2016-04-29 | 2016-05-02 | ACTIVE | C09 | Photovoltaic |  | Solar |  | 300 |  | 300 | Full Capacity | CLARK | NV | SCE | SCE owned Eldorado Bus 230kV | 2019-07-31 | 2021-03-13 | NA | Complete | Complete | NA | Executed
1341 | YELLOW PINE 2 | 2016-04-26 | 2016-05-02 | ACTIVE | C09 | Photovoltaic |  | Solar |  | 254.1 |  | 250 | Full Capacity | CLARK | NV | GWT | Crazy Eyes Substation 230kV | 2019-12-01 | 2021-05-15 | NA | Complete | Complete | NA | Executed
1347 | CRESCENT PEAK | 2016-05-02 | 2016-05-02 | ACTIVE | C09 | Wind Turbine |  | Wind Turbine |  | 310 |  | 303 | Partial Deliverability | CLARK | NV | GWT | Sloan Canyon Switching Station 230kV | 2019-07-31 | 2021-11-30 | NA | Complete | Complete | NA | Executed
1349 | ARAMIS POWER PLANT | 2017-04-28 | 2017-05-01 | ACTIVE | C10 | Photovoltaic | Storage | Solar | Battery | 101.4 | 101.3 | 100 | Full Capacity | ALAMEDA | CA | PGAE | Cayetano Substation 230kV | 2020-12-31 | 2023-06-30 | NA | Complete | Complete | NA | Executed
1350 | BELTRAN CENTRAL SOLAR | 2017-05-01 | 2017-05-01 | ACTIVE | C10 | Photovoltaic |  | Solar |  | 20.32 |  | 20 | Full Capacity | STANISLAUS | CA | PGAE | Crow Creek Switching Station 60kV | 2019-12-31 | 2022-02-14 | NA | Complete | Complete | NA | In Progress
1354 | EAST-BAY-WIND | 2017-04-25 | 2017-05-01 | ACTIVE | C10 | Wind Turbine |  | Wind Turbine |  | 153 |  | 150 | Full Capacity | ALAMEDA | CA | PGAE | Tesla Substation 230kV | 2020-12-01 | 2023-02-14 | NA | Complete | Complete | NA
1363 | SAND HILL C | 2017-04-29 | 2017-05-01 | ACTIVE | C10 | Wind Turbine |  | Wind Turbine |  | 84.25 |  | 80.8 | Full Capacity | ALAMEDA | CA | PGAE | Delta Switching Yard-Tesla 230kV line | 2019-12-31 | 2021-04-17 | NA | Complete | Complete | NA | Executed
1367 | WEST FORD FLAT ENERGY STORAGE | 2017-04-28 | 2017-05-01 | ACTIVE | C10 | Storage |  | Battery |  | 26.25 |  | 25 | Full Capacity | LAKE | CA | PGAE | Fulton Substation 230kV | 2020-01-01 | 2021-05-18 | NA | Complete | Complete | NA
1368 | WILBUR ENERGY STORAGE | 2017-05-01 | 2017-05-01 | ACTIVE | C10 | Storage |  | Battery |  | 94.5 |  | 91.3 | Full Capacity | CONTRA COSTA | CA | PGAE | Contra Costa Switchyard 230kV | 2020-10-31 | 2023-11-13 | NA | Complete | Complete | NA
1374 | ELKHORN ENERGY STORAGE | 2017-05-01 | 2017-05-01 | ACTIVE | C10 | Storage |  | Battery |  | 189 |  | 182.5 | Full Capacity | MONTEREY | CA | PGAE | Moss Landing Substation 115kV | 2020-10-31 | 2020-10-31 | NA | Complete | Complete | NA | Executed
1378 | GONZAGA WIND FARM | 2017-04-27 | 2017-05-01 | ACTIVE | C10 | Wind Turbine |  | Wind Turbine |  | 80 |  | 76.35 | Energy Only | MERCED | CA | PGAE | Los Banos Substation 70kV | 2020-10-09 | 2023-10-16 | NA | Complete | Complete | NA | Executed
1379 | HEARTLAND 1 | 2017-04-26 | 2017-05-01 | ACTIVE | C10 | Photovoltaic |  | Solar |  | 156 |  | 150 | Energy Only | FRESNO | CA | PGAE | Tranquility Switching Station 230kV | 2021-09-01 | 2023-12-31 | NA | Complete | Complete | NA | In Progress
1380 | HEARTLAND 2 | 2017-04-26 | 2017-05-01 | ACTIVE | C10 | Photovoltaic |  | Solar |  | 156.1 |  | 150 | Energy Only | FRESNO | CA | PGAE | Tranquility Switching Station 230kV | 2021-09-01 | 2021-09-01 | NA | Complete | Complete | NA | In Progress
1382 | LAS CAMAS 1 | 2017-04-29 | 2017-05-01 | ACTIVE | C10 | Photovoltaic |  | Solar |  | 102.5 |  | 100 | Full Capacity | MERCED | CA | PGAE | Los Banos Substation 230kV | 2021-11-30 | 2021-11-30 | NA | Complete | Complete | NA
1385 | VANGUARD SOLAR BESS | 2017-04-29 | 2017-05-01 | ACTIVE | C10 | Storage | Photovoltaic | Battery | Solar | 47 | 153.32 | 150 | Full Capacity | FRESNO | CA | PGAE | Mustang Switching Station 230 kV | 2020-07-01 | 2025-03-31 | NA | Complete | Complete | NA
1389 | REDUX SOLAR | 2017-05-01 | 2017-05-01 | ACTIVE | C10 | Photovoltaic |  | Solar |  | 128.2 |  | 125 | Full Capacity | FRESNO | CA | PGAE | Gates Substation 230kV | 2020-12-30 | 2023-10-15 | NA | Complete | Complete | NA
1391 | SONRISA | 2017-04-29 | 2017-05-01 | ACTIVE | C10 | Photovoltaic |  | Solar |  | 205.1 |  | 200 | Full Capacity | FRESNO | CA | PGAE | Tranquility Switching Station 230kV | 2021-11-30 | 2023-10-15 | NA | Complete | Complete | NA
1392 | WARRIORS SOLAR | 2017-04-28 | 2017-05-01 | ACTIVE | C10 | Photovoltaic |  | Solar |  | 40.69 |  | 40 | Full Capacity | FRESNO | CA | PGAE | Crescent Switching Station 70kV | 2021-11-01 | 2021-11-01 | NA | Complete | Complete | NA
1394 | DRIFTWOOD STELLA | 2017-04-29 | 2017-05-01 | ACTIVE | C10 | Photovoltaic |  | Solar |  | 207.4 |  | 200 | Full Capacity | KERN | CA | PGAE | Midway Substation 115kV | 2021-11-30 | 2023-01-15 | NA | Complete | Complete | NA | In Progress
1397 | SANDRINI SOL 1 | 2017-04-29 | 2017-05-01 | ACTIVE | C10 | Photovoltaic |  | Solar |  | 104.2 |  | 100 | Full Capacity | KERN | CA | PGAE | Wheeler Ridge Substation 70kV | 2021-11-30 | 2022-04-15 | NA | Complete | Complete | NA | In Progress
1398 | SANDRINI SOL 2 | 2017-04-29 | 2017-05-01 | ACTIVE | C10 | Photovoltaic |  | Solar |  | 205.1 |  | 200 | Full Capacity | KERN | CA | PGAE | Wheeler Ridge Substation 230kV | 2021-11-30 | 2022-10-15 | NA | Complete | Complete | NA | In Progress
1402 | ATLAS SOLAR | 2017-04-28 | 2017-05-01 | ACTIVE | C10 | Storage | Photovoltaic | Battery | Solar | 1920 | 3200 | 3200 | Full Capacity | LA PAZ | AZ | DCRT | Delaney-Colorado River 500kV | 2020-12-31 | 2023-12-31 | NA | Complete | Complete | NA
1403 | HARQUAHALA FLATS | 2017-05-01 | 2017-05-01 | ACTIVE | C10 | Photovoltaic | Storage | Solar | Battery | 450 | 450 | 450 | Full Capacity | MARICOPA | AZ | DCRT | Colorado River-Delaney 500kV | 2022-12-16 | 2022-12-16 | NA | Complete | Complete | NA
1405 | ATHOS POWER PLANT | 2017-04-28 | 2017-05-01 | ACTIVE | C10 | Photovoltaic |  | Solar |  | 458 |  | 450 | Full Capacity | RIVERSIDE | CA | SCE | Red Bluff Substation 230kV | 2020-12-31 | 2020-12-31 | NA | Complete | Complete | NA | Executed
1406 | MESAVILLE SOLAR | 2017-05-01 | 2017-05-01 | ACTIVE | C10 | Photovoltaic | Storage | Solar | Battery | 476.3 | 229.9 | 675 | Full Capacity | RIVERSIDE | CA | SCE | Colorado River Substation 230kV | 2021-09-01 | 2022-01-15 | NA | Complete | Complete | NA | In Progress
1413 | BALDY MESA | 2017-04-29 | 2017-05-01 | ACTIVE | C10 | Storage | Photovoltaic | Battery | Solar | 110 | 110.04 | 100 | Full Capacity | SAN BERNARDINO | CA | SCE | Roadway Substation 115kV bus | 2020-12-31 | 2021-12-15 | NA | Complete | Complete | NA | In Progress
1414 | HIGH 5 SOLAR | 2017-04-28 | 2017-05-01 | ACTIVE | C10 | Photovoltaic |  | Solar |  | 100 |  | 100 | Full Capacity | SAN BERNARDINO | CA | SCE | Victor Substation 230kV | 2019-12-29 | 2021-01-15 | NA | Complete | Complete | NA | Executed
1415 | RUBITA | 2017-04-28 | 2017-05-01 | ACTIVE | C10 | Photovoltaic |  | Solar |  | 102.2 |  | 100 | Full Capacity | SAN BERNARDINO | CA | SCE | Kramer-Inyokern-Randsburg No.1 115kV | 2021-11-01 | 2023-10-15 | NA | Complete | Complete | NA
1419 | CAMINO SOLAR | 2017-04-27 | 2017-05-01 | ACTIVE | C10 | Photovoltaic | Storage | Solar | Battery | 44.88 | 22.44 | 54.28 | Full Capacity | KERN | CA | SCE | Whirlwind Substation 230kV | 2020-08-15 | 2021-12-15 | NA | Complete | Complete | NA | Executed
1424 | SAGEBRUSH SOLAR 4 | 2017-04-28 | 2017-05-01 | ACTIVE | C10 | Photovoltaic |  | Solar |  | 524 |  | 500 | Energy Only | KERN | CA | SCE | Windhub Substation 230kV | 2020-12-31 | 2022-11-01 | NA | Complete | Complete | NA
1427 | DARLINGTON BALLEY SOLAR ENERGY 1 | 2017-05-01 | 2017-05-01 | ACTIVE | C10 | Photovoltaic | Storage | Solar | Battery | 125 | 60 | 125 | Full Capacity | MARICOPA | AZ | SDGE | Hassayampa Switchyard 500kV | 2024-04-30 | 2024-04-30 | NA | Complete | Complete | NA
1428 | MAVERICK | 2017-04-27 | 2017-05-01 | ACTIVE | C10 | Storage |  | Battery |  | 10 |  | 10 | Full Capacity | SAN DIEGO | CA | SDGE | Miramar GT 69kV | 2021-12-31 | 2021-12-31 | NA | Complete | Complete | NA
1429 | MOUNT LAGUNA WIND 2 | 2017-04-28 | 2017-05-01 | ACTIVE | C10 | Wind Turbine |  | Wind Turbine |  | 400 |  | 400 | Full Capacity | SAN DIEGO | CA | SDGE | Suncrest-Ocotillo 500 kV Line | 2020-06-01 | 2020-06-01 | NA | Complete | Complete | NA | In Progress
1431 | ROSEBUD | 2017-04-27 | 2017-05-01 | ACTIVE | C10 | Storage |  | Battery |  | 10 |  | 10 | Full Capacity | SAN DIEGO | CA | SDGE | Kearny 69kV | 2021-12-31 | 2021-12-30 | NA | Complete | Complete | NA
1432 | STARLIGHT SOLAR | 2017-05-01 | 2017-05-01 | ACTIVE | C10 | Photovoltaic |  | Solar |  | 20 |  | 20 | Full Capacity | SAN DIEGO | CA | SDGE | Boulevard Substation 69kV | 2020-06-01 | 2022-12-15 | NA | Complete | Complete | NA
1434 | TOP GUN ENERGY STORAGE | 2017-04-28 | 2017-05-01 | ACTIVE | C10 | Storage |  | Battery |  | 30 |  | 30 | Full Capacity | SAN DIEGO | CA | SDGE | Mirmar GT Substation 69kV | 2019-12-31 | 2020-08-17 | NA | Complete | Complete | NA | Executed
1435 | VIKTORIA SOLAR | 2017-04-24 | 2017-05-01 | ACTIVE | C10 | Photovoltaic | Storage | Solar | Battery | 250 | 100 | 250 | Full Capacity | YUMA | AZ | SDGE | Hoodoo Wash Substation 500kV | 2020-12-31 | 2022-12-23 | NA | Complete | Complete | NA
1437 | WESTSIDE CANAL ENERGY CENTER | 2017-05-01 | 2017-05-01 | ACTIVE | C10 | Storage | Photovoltaic | Battery | Solar | 400 | 25 | 425 | Full Capacity | IMPERIAL | CA | SDGE | Imperial Valley Substation 230kV | 2021-12-31 | 2021-12-31 | NA | Complete | Complete | NA
1439 | WIND WALL MONOLITH 1 | 2018-04-30 | 2018-04-17 | ACTIVE | FT | Wind Turbine |  | Wind Turbine |  | 4.96 |  | 4.96 | Energy Only | KERN | CA | SCE | Vincent Substation 220kV | 2019-12-15 | 2020-05-31 | Offered | NA | NA | NA | Executed
1440 | WIND WALL MONOLITH 2 | 2018-04-30 | 2018-04-17 | ACTIVE | FT | Wind Turbine |  | Wind Turbine |  | 3.7 |  | 3.7 | Energy Only | KERN | CA | SCE | Vincent Substation 220kV | 2019-12-15 | 2020-05-31 | Offered | NA | NA | NA
1441 | KERNRIDGE EXPANSION | 2018-02-20 | 2018-05-17 | ACTIVE | ISP | Photovoltaic |  | Solar |  | 26.5 |  | 0 | Energy Only | KERN | CA | PGAE | Kern Ridge Substation 115kV | 2021-01-15 | 2020-03-15 | NA |  |  | NA
1442 | AJO POWER BANK | 2018-04-05 | 2018-04-16 | ACTIVE | C11 | Storage |  | Battery |  | 124.3 |  | 120 | Full Capacity | SANTA CLARA | CA | PGAE | Llagas-Gilroy Foods 115 kV line | 2020-12-01 | 2020-12-01 | NA | Complete |  | NA
1443 | ANGELA | 2018-04-13 | 2018-04-16 | ACTIVE | C11 | Photovoltaic |  | Solar |  | 141.1 |  | 40 | Full Capacity | TULARE | CA | PGAE | Olive Switching Station 115kV | 2021-11-30 | 2021-11-30 | NA | Complete |  | NA
1444 | BEAUCHAMP SOLAR | 2018-04-04 | 2018-04-16 | ACTIVE | C11 | Photovoltaic |  | Solar |  | 150 |  | 150 | Full Capacity | COLUSA | CA | PGAE | Cortina Substation 115kV | 2022-12-01 | 2023-12-01 | NA | Complete |  | NA
1454 | HUMMINGBIRD ENERGY STORAGE | 2018-04-09 | 2018-04-16 | ACTIVE | C11 | Storage |  | Battery |  | 75 |  | 75 | Full Capacity | SANTA CLARA | CA | PGAE | Metcalf 115kV | 2020-12-31 | 2020-12-31 | NA | Complete |  | NA
1455 | JANUS | 2018-04-12 | 2018-04-16 | ACTIVE | C11 | Storage | Photovoltaic | Battery | Solar | 15 | 83.54 | 80 | Full Capacity | COLUSA | CA | PGAE | Cortina Substation 60kV | 2021-12-31 | 2021-12-31 | NA | Complete |  | NA
1456 | LAS CAMAS 3 | 2018-04-10 | 2018-04-16 | ACTIVE | C11 | Photovoltaic |  | Solar |  | 102.5 |  | 100 | Full Capacity | MERCED | CA | PGAE | Los Banos 230kV | 2022-11-30 | 2022-11-30 | NA | Complete |  | NA
1457 | MILPA POWER BANK | 2018-04-09 | 2018-04-16 | ACTIVE | C11 | Storage |  | Battery |  | 3 |  | 3 | Full Capacity | SANTA CLARA | CA | PGAE | Los Esteros Substation 115kV | 2020-12-01 | 2020-12-01 | NA | Complete |  | NA
1459 | MULQUEENEY RANCH WIND 2 | 2018-04-12 | 2018-04-16 | ACTIVE | C11 | Wind Turbine |  | Wind Turbine |  | 62.5 |  | 60 | Full Capacity | ALAMEDA | CA | PGAE | Tesla Substation 230kV | 2021-12-15 | 2021-12-15 | NA | Complete |  | NA
1460 | PINTO PASS | 2018-04-12 | 2018-04-16 | ACTIVE | C11 | Storage |  | Battery |  | 20 |  | 20 | Full Capacity | CONTRA COSTA | CA | PGAE | Christie Substation 60kV | 2021-12-31 | 2021-12-31 | NA | Complete |  | NA
1461 | RECLAIMED WIND | 2018-04-04 | 2018-04-16 | ACTIVE | C11 | Wind Turbine |  | Wind Turbine |  | 112.2 |  | 90.7 | Full Capacity | ALAMEDA | CA | PGAE | Kelso - Tesla Tap 230kV | 2020-12-31 | 2020-12-31 | NA | Complete |  | NA
1463 | SOLANO 4 WIND | 2018-04-04 | 2018-04-16 | ACTIVE | C11 | Wind Turbine |  | Wind Turbine |  | 92.35 |  | 90.8 | Full Capacity | SOLANO | CA | PGAE | Birds Landing Switching Station 230kV | 2023-03-31 | 2023-03-31 | NA | Complete |  | NA
1470 | CABALLERO STORAGE | 2018-04-13 | 2018-04-16 | ACTIVE | C11 | Storage |  | Battery |  | 106.2 |  | 99.7 | Full Capacity | SAN LUIS OBISPO | CA | PGAE | Mesa Substation 230kV | 2021-12-01 | 2023-09-30 | NA | Complete |  | NA
1472 | DALLAS ENERGY STORAGE | 2018-04-11 | 2018-04-18 | ACTIVE | C11 | Storage |  | Battery |  | 500 |  | 400 | Full Capacity | MONTEREY | CA | PGAE | Moss Landing Substation 500kV | 2020-12-01 | 2020-12-01 | NA | Complete | Complete | NA | In Progress
1479 | KEY STORAGE 1 | 2018-04-11 | 2018-04-16 | ACTIVE | C11 | Storage |  | Battery |  | 309.3 |  | 300 | Full Capacity | FRESNO | CA | PGAE | Gates Sub 500kV | 2022-12-01 | 2022-12-01 | NA | Complete |  | NA
1484 | PANOCHE ENERGY CENTER C11 | 2018-04-10 | 2018-04-16 | ACTIVE | C11 | Gas Turbine |  | Natural Gas |  | 63 |  | 63 | Full Capacity | FRESNO | CA | PGAE | Panoche Substation 230kV | 2020-07-01 | 2020-07-01 | NA | Complete |  | NA
1491 | TEPONA OFF-SHORE WIND | 2018-04-14 | 2018-04-16 | ACTIVE | C11 | Wind Turbine |  | Wind Turbine |  | 161.9 |  | 156 | Full Capacity | HUMBOLDT | CA | PGAE | Humboldt Substation 115kV | 2024-10-01 | 2024-10-01 | NA | Complete |  | NA
1492 | WINDCHARGER ESS | 2018-04-12 | 2018-04-16 | ACTIVE | C11 | Storage |  | Battery |  | 150 |  | 150 | Full Capacity | SOLANO | CA | PGAE | Birds Landing Substation 230kV | 2021-12-01 | 2021-12-01 | NA | Complete |  | NA
1493 | AZALEA | 2018-04-16 | 2018-04-16 | ACTIVE | C11 | Photovoltaic |  | Solar |  | 61.3 |  | 60 | Full Capacity | KERN | CA | PGAE | Arco Substation 70kV | 2022-11-01 | 2022-11-01 | NA | Complete |  | NA
1495 | CHALAN SOLAR | 2018-04-13 | 2018-04-16 | ACTIVE | C11 | Storage | Photovoltaic | Battery | Solar | 25.2 | 66.6 | 64.9 | Full Capacity | KERN | CA | PGAE | Arco Substation 230kV | 2021-12-01 | 2021-12-01 | NA | Complete |  | NA
1496 | DESCENDANT RANCH 1 | 2018-04-11 | 2018-04-16 | ACTIVE | C11 | Storage | Photovoltaic | Battery | Solar | 510 | 513.5 | 500 | Full Capacity | COLUSA | CA | PGAE | Delevan Sub 230kV | 2023-12-01 | 2023-12-01 | NA | Complete |  | NA
1499 | JASMINE | 2018-04-16 | 2018-04-16 | ACTIVE | C11 | Photovoltaic |  | Solar |  | 71.16 |  | 70 | Full Capacity | KERN | CA | PGAE | Lakeview Substation 70kV | 2022-11-01 | 2022-11-01 | NA | Complete |  | NA
1507 | PROSPECT ENERGY STORAGE | 2018-04-16 | 2018-04-16 | ACTIVE | C11 | Storage |  | Battery |  | 58.75 |  | 49.9 | Full Capacity | SACRAMENTO | CA | PGAE | Gold Hill Substation 60kV | 2022-06-01 | 2022-06-01 | NA | Complete |  | NA
1510 | BELLEFIELD SOLAR FARM | 2018-04-16 | 2018-04-16 | ACTIVE | C11 | Photovoltaic | Storage | Solar | Battery | 500 | 500 | 500 | Full Capacity | KERN | CA | SCE | Windhub Substation 230kV | 2022-10-01 | 2022-10-01 | NA | Complete |  | NA
1516 | REXFORD SOLAR FARM | 2018-04-16 | 2018-04-16 | ACTIVE | C11 | Photovoltaic | Storage | Solar | Battery | 300 | 300 | 300 | Full Capacity | TULARE | CA | SCE | Vestal Substation 230kV | 2022-10-01 | 2022-10-01 | NA | Complete |  | NA
1518 | SANBORN SOLAR 2 | 2018-04-13 | 2018-04-16 | ACTIVE | C11 | Photovoltaic |  | Solar |  | 518.5 |  | 500 | Full Capacity | KERN | CA | SCE | Windhub Substation 230kV | 2022-12-31 | 2022-12-31 | NA | Complete |  | NA
1519 | BALDY MESA 2 | 2018-04-15 | 2018-04-16 | ACTIVE | C11 | Photovoltaic |  | Solar |  | 110.9 |  | 100 | Full Capacity | SAN BERNARDINO | CA | SCE | Roadway Substation 115kV | 2021-12-15 | 2021-12-31 | NA | Complete |  | NA
1522 | ARIDA SOLAR FARM | 2018-04-16 | 2018-04-16 | ACTIVE | C11 | Storage | Photovoltaic | Battery | Solar | 370 | 370 | 370 | Full Capacity | CLARK | NV | SCE | Mohave Substation 500kV | 2022-10-01 | 2022-10-01 | NA | Complete |  | NA
1524 | SUNVALE SOLAR FARM | 2018-04-16 | 2018-04-16 | ACTIVE | C11 | Storage | Photovoltaic | Battery | Solar | 600 | 600 | 600 | Full Capacity | CLARK | NV | SCE | Eldorado Substation 500kV | 2022-10-01 | 2022-10-01 | NA | Complete |  | NA
1526 | QUARTZITE SOLAR 11 | 2018-04-11 | 2018-04-16 | ACTIVE | C11 | Storage | Photovoltaic | Battery | Solar | 46.05 | 155.43 | 150 | Full Capacity | RIVERSIDE | CA | SCE | Colorado River Substation 230kV | 2022-12-30 | 2022-12-30 | NA | Complete |  | NA
1528 | WINDY WASH SOLAR | 2018-04-13 | 2018-04-16 | ACTIVE | C11 | Photovoltaic |  | Solar |  | 79 |  | 79 | Full Capacity | RIVERSIDE | CA | SCE | Devers Substation 220kV | 2021-06-30 | 2023-02-01 | NA | Complete |  | NA
1529 | CENTENNIAL FLATS | 2018-04-17 | 2018-04-16 | ACTIVE | C11 | Photovoltaic | Storage | Solar | Battery | 514.6 | 257.28 | 500 | Full Capacity | LA PAZ | AZ | DCRT | Delaney-Colorado River 500kV line | 2022-12-15 | 2022-12-15 | NA | Complete |  | NA
1531 | BATERIA DEL SUR | 2018-04-16 | 2018-04-16 | ACTIVE | C11 | Storage |  | Battery |  | 350 |  | 350 | Full Capacity | TBD | MX | SDGE | Imperial Valley 230kV | 2022-05-01 | 2023-12-31 | NA | Complete |  | NA
1532 | KETTLE SOLAR ONE | 2018-04-16 | 2018-04-16 | ACTIVE | C11 | Photovoltaic | Storage | Solar | Battery | 90 | 20 | 90 | Full Capacity | SAN DIEGO | CA | SDGE | New Switchyard with East County-Boulevard East 138 kV line looped-in | 2020-12-01 | 2021-12-01 | NA | Complete |  | NA
1534 | VULCAN | 2018-04-11 | 2018-04-16 | ACTIVE | C11 | Storage | Photovoltaic | Battery | Solar | 28.8 | 225 | 250 | Full Capacity | MARICOPA | AZ | SDGE | Hassayampa Switchyard 500kV Common Bus | 2021-05-01 | 2023-12-15 | NA | Complete |  | NA
1537 | CAMPTONVILLE BIOPOWER1 | 2019-03-04 | 2019-04-05 | ACTIVE | ISP | Steam Turbine |  | Biofuel |  | 5.5 |  | 5 | Full Capacity | YUBA | CA | PGAE | COLGATE-CHALLENGE 60kV | 2022-03-18 | 2022-03-18 | NA |  |  | NA
1538 | KUIPER ENERGY STORAGE | 2018-11-19 | 2019-04-05 | ACTIVE | ISP | Storage |  | Battery |  | 40.5 |  | 40 | Full Capacity | SONOMA | CA | PGAE | Geysers #3 Cloverdale 115 kV line | 2021-12-31 | 2021-12-31 | NA |  |  | NA
1539 | IRVING STORAGE | 2019-03-05 | 2019-05-07 | ACTIVE | ISP | Storage |  | Battery |  | 782.8 |  | 750 | Full Capacity | MONTEREY | CA | PGAE | Moss Landing Substation 500kV | 2022-12-01 | 2022-12-01 | NA | Complete | Complete | NA
1540 | PLANO STORAGE | 2019-03-05 | 2019-05-07 | ACTIVE | ISP | Storage |  | Battery |  | 365 |  | 350 | Full Capacity | MONTEREY | CA | PGAE | Moss Landing Substation 500kV | 2021-12-01 | 2021-12-01 | NA | Complete | Complete | NA
1541 | BRIGHT STAR HYBRID | 2019-04-05 | 2019-04-15 | ACTIVE | C12 | Storage | Photovoltaic | Battery | Solar | 356.8 | 361.74 | 350 | Full Capacity | SAN JOAQUIN | CA | PGAE | Brighton-Bellota 230kV | 2022-12-31 | 2022-12-31 | NA |  |  | NA
1542 | CAPETOWN 2 HYBRID | 2019-04-05 | 2019-04-15 | ACTIVE | C12 | Storage | Wind Turbine | Battery | Wind Turbine | 50.88 | 54.6 | 100 | Full Capacity | HUMBOLDT | CA | PGAE | Bridgeville Substation 115kV | 2021-06-30 | 2021-06-30 | NA |  |  | NA
1543 | BEAUCHAMP 2 SOLAR | 2019-04-04 | 2019-04-15 | ACTIVE | C12 | Photovoltaic | Storage | Solar | Battery | 150 | 75 | 150 | Full Capacity | COLUSA | CA | PGAE | Cortina Substation 115kV | 2023-12-01 | 2023-12-01 | NA |  |  | NA
1545 | MARESTE BESS | 2019-04-12 | 2019-04-15 | ACTIVE | C12 | Storage |  | Battery |  | 100.4 |  | 100 | Full Capacity | ALAMEDA | NN | PGAE | Grant Eastshore #1 115kV | 2023-05-31 | 2023-05-31 | NA |  |  | NA
1546 | TATTON STORAGE 1 | 2019-04-14 | 2019-04-15 | ACTIVE | C12 | Storage |  | Battery |  | 30.58 |  | 30 | Full Capacity | MENDOCINO | CA | PGAE | Elk-Gualala 60 kV | 2021-12-01 | 2021-12-01 | NA |  |  | NA
1548 | LORINER STORAGE | 2019-04-06 | 2019-04-15 | ACTIVE | C12 | Storage |  | Battery |  | 30.48 |  | 30 | Full Capacity | SANTA CLARA | CA | PGAE | Morgan Hill Substation 115kV | 2022-11-30 | 2022-11-30 | NA |  |  | NA
1549 | MIRANDA ESS | 2019-04-04 | 2019-04-15 | ACTIVE | C12 | Storage |  | Battery |  | 200 |  | 200 | Full Capacity | SANTA CLARA | CA | PGAE | Los Esteros Substation 115kV | 2023-12-01 | 2023-12-01 | NA |  |  | NA
1550 | TANAGER STORAGE | 2019-04-02 | 2019-04-15 | ACTIVE | C12 | Storage |  | Battery |  | 200 |  | 200 | Full Capacity | SANTA CLARA | CA | PGAE | Los Esteros Substation 230kV | 2023-06-30 | 2023-06-30 | NA |  |  | NA
1552 | CORMORANT STORAGE | 2019-04-02 | 2019-04-15 | ACTIVE | C12 | Storage |  | Battery |  | 250 |  | 250 | Full Capacity | SAN FRANCISCO | CA | PGAE | Martin Substation 115kV | 2023-06-30 | 2023-06-30 | NA |  |  | NA
1553 | JEWELFLOWER STORAGE | 2019-04-05 | 2019-04-15 | ACTIVE | C12 | Storage |  | Battery |  | 354.9 |  | 350 | Full Capacity | SANTA CLARA | CA | PGAE | Metcalf Substation 230kV | 2022-12-31 | 2022-12-31 | NA |  |  | NA
1554 | HERCULIS | 2019-04-05 | 2019-04-15 | ACTIVE | C12 | Storage |  | Battery |  | 101.2 |  | 100 | Full Capacity | ALAMEDA | CA | PGAE | Oakland J-Grant 115kV | 2022-12-31 | 2022-12-31 | NA |  |  | NA
1555 | STEEL CITY ENERGY STORAGE | 2019-04-04 | 2019-04-15 | ACTIVE | C12 | Storage |  | Battery |  | 1361 |  | 1311 | Full Capacity | CONTRA COSTA | CA | PGAE | Pittsburg Substation 230kV | 2022-04-01 | 2022-04-01 | NA |  |  | NA
1556 | SPINDRIFT HYBRID SOLAR | 2019-04-06 | 2019-04-15 | ACTIVE | C12 | Storage | Photovoltaic | Battery | Solar | 101.7 | 101.73 | 100 | Full Capacity | SUTTER | CA | PGAE | Rio Oso Substation 115kV | 2022-11-30 | 2022-11-30 | NA |  |  | NA
1557 | NOOSA ENERGY STORAGE | 2019-04-15 | 2019-04-15 | ACTIVE | C12 | Storage |  | Battery |  | 100 |  | 100 | Full Capacity | SAN JOAQUIN | CA | PGAE | Ripon Substation 115kV | 2022-12-16 | 2022-12-16 | NA |  |  | NA
1558 | HYDASPES | 2019-04-04 | 2018-04-15 | ACTIVE | C12 | Storage | Photovoltaic | Battery | Solar | 41.44 | 40.562 | 40 | Full Capacity | STANISLAUS | CA | PGAE | Miller #1 Tap 115 kV | 2022-12-31 | 2022-12-31 | NA |  |  | NA
1559 | TEMPEST GENERATION | 2019-04-08 | 2019-04-15 | ACTIVE | C12 | Wind Turbine | Storage | Wind Turbine | Battery | 1568 | 319.35 | 1500 | Full Capacity | HUMBOLDT | CA | PGAE | Round Mountain Substation 500kV | 2025-10-31 | 2025-10-31 | NA |  |  | NA
1561 | TESOSTER | 2019-04-13 | 2019-04-15 | ACTIVE | C12 | Storage | Photovoltaic | Battery | Solar | 61.26 | 244.26 | 240 | Full Capacity | SAN JOAQUIN COUNTY | NN | PGAE | Tesla-Weber 230kV | 2023-04-15 | 2023-04-15 | NA |  |  | NA
1564 | TRIM BESS | 2019-04-13 | 2019-04-15 | ACTIVE | C12 | Storage |  | Battery |  | 100.4 |  | 100 | Full Capacity | SANTA CLARA | NN | PGAE | Trimble Substation 115kV | 2023-05-31 | 2023-05-31 | NA |  |  | NA
1565 | DYNAMO SOLAR | 2019-04-08 | 2019-04-15 | ACTIVE | C12 | Photovoltaic |  | Solar |  | 30 |  | 30 | Full Capacity | NAPA | CA | PGAE | Tulucay Substation 60kV | 2023-06-30 | 2023-06-30 | NA |  |  | NA
1566 | TYRE | 2019-04-04 | 2019-04-15 | ACTIVE | C12 | Photovoltaic | Storage | Solar | Battery | 55.73 | 55.656 | 55 | Full Capacity | SAN JOAQUIN | CA | PGAE | Valley Springs #2 60 kV | 2022-12-31 | 2022-12-31 | NA |  |  | NA
1568 | AIR STATION 1 | 2019-04-16 | 2019-04-15 | ACTIVE | C12 | Photovoltaic | Storage | Solar | Battery | 21.05 | 21.05 | 40 | Full Capacity | KINGS | NN | PGAE | Henrietta-Lemoore NAS 70 kV | 2021-12-31 | 2021-12-31 | NA |  |  | NA
1572 | OSO ROJO POPPY | 2019-04-05 | 2019-04-15 | ACTIVE | C12 | Photovoltaic |  | Solar |  | 184.5 |  | 190 | Full Capacity | FRESNO | CA | PGAE | Gates Substation 230kV | 2021-07-31 | 2021-07-31 | NA |  |  | NA
1573 | BOYCE SOLAR HYBRID | 2019-04-15 | 2019-04-15 | ACTIVE | C12 | Photovoltaic | Storage | Solar | Battery | 27.5 | 27.5 | 23 | Full Capacity | FRESNO | CA | PGAE | Jayne Substation 70kV | 2022-07-16 | 2022-07-16 | NA |  |  | NA
1574 | BIG DUCK STORAGE | 2019-04-15 | 2019-04-15 | ACTIVE | C12 | Storage |  | Battery |  | 462 |  | 400 | Full Capacity | FRESNO | CA | PGAE | Panoche Substation 230 kV | 2022-07-01 | 2022-07-01 | NA |  |  | NA
1578 | JOURNEY STORAGE | 2019-04-05 | 2019-04-15 | ACTIVE | C12 | Storage |  | Battery |  | 354.9 |  | 350 | Full Capacity | KINGS | CA | PGAE | Henrietta Substation 230kV | 2022-12-31 | 2022-12-31 | NA |  |  | NA
1581 | PINEBROOK SOLAR HYBRID ENERGY CENTER | 2019-04-01 | 2019-04-15 | ACTIVE | C12 | Storage | Photovoltaic | Battery | Solar | 1537 | 1537 | 1500 | Full Capacity | FRESNO | CA | PGAE | Los Banos-Gates #1 500 kV | 2024-11-01 | 2024-11-01 | NA |  |  | NA
1582 | SUGARLOAF HYBRID SOLAR | 2019-04-09 | 2019-04-15 | ACTIVE | C12 | Photovoltaic | Storage | Solar | Battery | 152.8 | 150 | 150 | Full Capacity | FRESNO | CA | PGAE | Panoche Substation 230kV | 2022-11-30 | 2022-11-30 | NA |  |  | NA
1584 | RIVIERA SOLAR | 2018-12-27 | 2019-04-15 | ACTIVE | C12 | Photovoltaic |  | Solar |  | 75 |  | 75 | Full Capacity | MADERA | CA | PGAE | Wilson-Oro Loma 115 kv | 2022-12-31 | 2022-12-31 | NA |  |  | NA
1586 | ARCTURUS | 2019-04-04 | 2019-04-15 | ACTIVE | C12 | Storage | Photovoltaic | Battery | Solar | 152.3 | 151.79 | 150 | Full Capacity | KERN | CA | PGAE | Arco Substation 230kV | 2022-12-30 | 2022-12-30 | NA |  |  | NA
1587 | KINGSROAD HYBRID SOLAR | 2019-04-16 | 2019-04-15 | ACTIVE | C12 | Storage | Photovoltaic | Battery | Solar | 101.8 | 101.78 | 100 | Full Capacity | KERN | CA | PGAE | Arco Substation 230kV | 2023-11-30 | 2023-11-30 | NA |  |  | NA
1590 | NIMITZ 2 GENERATION | 2019-04-08 | 2019-04-15 | ACTIVE | C12 | Wind Turbine | Storage | Wind Turbine | Battery | 1568 | 319.35 | 1500 | Full Capacity | SAN LUIS OBISPO | CA | PGAE | Diablo Canyon-Gates 500kV | 2026-04-01 | 2026-04-01 | NA |  |  | NA
1591 | CARTHAGE | 2019-04-04 | 2019-04-15 | ACTIVE | C12 | Photovoltaic | Storage | Solar | Battery | 55.9 | 55.8 | 55 | Full Capacity | KERN | CA | PGAE | Midway-Tupman-Rio Bravo-Renfro 115 kV | 2022-12-31 | 2022-12-31 | NA |  |  | NA
1592 | OATFIELD HYBRID SOLAR | 2019-04-05 | 2019-04-15 | ACTIVE | C12 | Photovoltaic | Storage | Solar | Battery | 500 | 500 | 500 | Full Capacity | KINGS | CA | PGAE | Gates-Templeton 230 kV | 2022-11-30 | 2022-11-30 | NA |  |  | NA
1593 | PELICANS JAW HYBRID SOLAR | 2019-04-09 | 2019-04-15 | ACTIVE | C12 | Storage | Photovoltaic | Battery | Solar | 500 | 500 | 500 | Full Capacity | KINGS | CA | PGAE | Gates-Midway 230 kV | 2022-11-30 | 2022-11-30 | NA |  |  | NA
1594 | GRAND LAKE HYBRID SOLAR | 2019-04-15 | 2019-04-15 | ACTIVE | C12 | Storage | Photovoltaic | Battery | Solar | 250 | 254 | 250 | Full Capacity | KINGS | CA | PGAE | Gates-Midway 230kV | 2023-11-30 | 2023-11-30 | NA |  |  | NA
1595 | OSO ROJO PEONY | 2019-04-05 | 2019-04-15 | ACTIVE | C12 | Photovoltaic |  | Solar |  | 358.9 |  | 350 | Full Capacity | KERN | CA | PGAE | Midway 230kV | 2021-07-31 | 2021-07-31 | NA |  |  | NA
1596 | BUTTONBUSH SOLAR HYBRID ENERGY CENTER | 2019-04-01 | 2019-04-15 | ACTIVE | C12 | Storage | Photovoltaic | Battery | Solar | 818 | 818 | 800 | Full Capacity | KERN | CA | PGAE | Midway Substation 500kV | 2025-11-01 | 2025-11-01 | NA |  |  | NA
1597 | OSO ROJO GOLF COURSE | 2019-04-05 | 2019-04-15 | ACTIVE | C12 | Photovoltaic |  | Solar |  | 139.7 |  | 138 | Full Capacity | KERN | CA | PGAE | Midway-Wheeler Ridge 230kV | 2021-07-31 | 2021-07-31 | NA |  |  | NA
1598 | AGUA AMARGA WIND | 2019-04-12 | 2019-04-15 | ACTIVE | C12 | Wind Turbine |  | Wind Turbine |  | 403.2 |  | 400 | Full Capacity | SAN LUIS OBISPO | CA | PGAE | SOLARSS Switching Station | 2023-10-31 | 2023-10-31 | NA |  |  | NA
1599 | LION ROCK OFFSHORE WIND | 2019-04-15 | 2019-04-15 | ACTIVE | C12 | Wind Turbine |  | Wind Turbine |  | 627 |  | 605 | Full Capacity | SAN LUIS OBISPO | CA | PGAE | Morro Bay Substation 230kV | 2026-04-01 | 2026-04-01 | NA |  |  | NA
1600 | SEAWOLF GENERATION | 2019-04-08 | 2019-04-15 | ACTIVE | C12 | Storage | Wind Turbine | Battery | Wind Turbine | 319.4 | 1568 | 1500 | Full Capacity | SAN LUIS OBISPO | CA | PGAE | Midway-Diablo Canyon #2 | 2024-10-31 | 2024-10-31 | NA |  |  | NA
1601 | FAMILIA HYBRID SOLAR | 2019-04-15 | 2019-04-15 | ACTIVE | C12 | Photovoltaic | Storage | Solar | Battery | 202.5 | 202.5 | 200 | Full Capacity | MARICOPA | CA | PGAE | Midway-Wheeler Ridge #2 230kV | 2022-11-30 | 2022-11-30 | NA |  |  | NA
1603 | RIGAL | 2019-04-08 | 2019-04-15 | ACTIVE | C12 | Storage | Photovoltaic | Battery | Solar | 203 | 203 | 200 | Full Capacity | KERN | CA | SCE | Inyokern-Randsburg 115 kV | 2022-12-31 | 2022-12-31 | NA |  |  | NA
1604 | ARATINA SOLAR FARM | 2019-04-01 | 2019-04-15 | ACTIVE | C12 | Storage | Photovoltaic | Battery | Solar | 200 | 200 | 200 | Full Capacity | KERN | CA | SCE | Kramer Substation 230kV | 2022-06-01 | 2022-06-01 | NA |  |  | NA
1605 | CAYENNE ENERGY STORAGE | 2019-04-16 | 2019-04-15 | ACTIVE | C12 | Storage |  | Battery |  | 102.1 |  | 100 | Full Capacity | LOS ANGELES | CA | SCE | Chino Substation 220kV | 2022-12-16 | 2022-12-16 | NA |  |  | NA
1608 | AVOCET STORAGE | 2019-04-01 | 2019-04-15 | ACTIVE | C12 | Storage |  | Battery |  | 200 |  | 200 | Full Capacity | LOS ANGELES | CA | SCE | Hinson Substation 230kV | 2023-06-30 | 2023-06-30 | NA |  |  | NA
1609 | HINSON BESS | 2019-04-10 | 2019-04-15 | ACTIVE | C12 | Storage |  | Battery |  | 308.1 |  | 300 | Full Capacity | LOS ANGELES | CA | SCE | Hinson Substation 220kV | 2021-10-31 | 2021-10-31 | NA |  |  | NA
1610 | SUPERBA STORAGE 1 | 2019-04-11 | 2019-04-15 | ACTIVE | C12 | Storage |  | Battery |  | 305 |  | 300 | Full Capacity | ORANGE | CA | SCE | Johanna Substation 230 kV | 2021-12-01 | 2021-12-01 | NA |  |  | NA
1611 | COMMERCE ENERGY STORAGE | 2019-04-09 | 2019-04-15 | ACTIVE | C12 | Storage |  | Battery |  | 250 |  | 250 | Full Capacity | LOS ANGELES | CA | SCE | Laguna Bell Substation 230kV | 2023-01-01 | 2023-01-01 | NA |  |  | NA
1612 | SPEEDWAY ESS | 2019-04-05 | 2019-04-15 | ACTIVE | C12 | Storage |  | Battery |  | 200 |  | 200 | Full Capacity | LOS ANGELES | CA | SCE | Rio Hondo Substation 230kV | 2023-12-01 | 2023-12-01 | NA |  |  | NA
1613 | TRESTLES ENERGY STORAGE | 2019-04-16 | 2019-04-15 | ACTIVE | C12 | Storage |  | Battery |  | 433.8 |  | 400 | Full Capacity | LOS ANGELES | CA | SCE | Rio Hondo Substation 220kV | 2022-12-16 | 2022-12-16 | NA |  |  | NA
1615 | KESTREL STORAGE | 2019-04-01 | 2019-04-15 | ACTIVE | C12 | Storage |  | Battery |  | 200 |  | 200 | Full Capacity | LOS ANGELES | CA | SCE | Walnut Substation 220kV | 2023-06-30 | 2023-06-30 | NA |  |  | NA
1616 | HIGHWIND ENERGY CENTER | 2019-04-13 | 2019-04-15 | ACTIVE | C12 | Storage | Wind Turbine | Battery | Wind Turbine | 28.38 | 64.8 | 115 | Full Capacity | KERN | CA | SCE | Highwind Substation 230kV | 2023-12-31 | 2023-12-31 | NA |  |  | NA
1617 | SEGS EXPANSION HYBRID | 2019-04-05 | 2019-04-15 | ACTIVE | C12 | Storage | Photovoltaic | Battery | Solar | 73.26 | 82.434 | 150 | Full Capacity | SAN BERNARDINO | CA | SCE | Kramer Substation 230kV | 2022-12-01 | 2022-12-01 | NA |  |  | NA
1618 | DORADUS | 2019-04-04 | 2019-04-15 | ACTIVE | C12 | Storage | Photovoltaic | Battery | Solar | 203 | 203 | 200 | Full Capacity | KERN | CA | SCE | Magunden-Pastoria 230kV | 2022-12-31 | 2022-12-31 | NA |  |  | NA
1619 | GOLDBACK SOLAR CENTER | 2019-04-12 | 2019-04-15 | ACTIVE | C12 | Storage | Photovoltaic | Battery | Solar | 500 | 500 | 500 | Full Capacity | VENTURA | CA | SCE | Moorpark Substation 230 kV | 2023-06-01 | 2023-06-01 | NA |  |  | NA
1620 | ROCKY HILL SOLAR | 2019-04-05 | 2019-04-15 | ACTIVE | C12 | Photovoltaic | Storage | Solar | Battery | 102 | 51.56 | 100 | Full Capacity | TULARE | CA | SCE | Rector Substation 230kV | 2023-12-15 | 2023-12-15 | NA |  |  | NA
1621 | YELLOW HAY HYBRID SOLAR | 2019-04-05 | 2019-04-15 | ACTIVE | C12 | Photovoltaic | Storage | Solar | Battery | 200 | 200 | 200 | Full Capacity | TULARE | CA | SCE | Magunden-Springville #1 220 kV | 2022-11-30 | 2022-11-30 | NA |  |  | NA
1622 | BARRENSPRING | 2019-04-13 | 2019-04-15 | ACTIVE | C12 | Storage | Photovoltaic | Battery | Solar | 64.17 | 244.26 | 240 | Full Capacity | TULARE COUNTY | NN | SCE | Springville-Rector 220kV line | 2023-04-15 | 2023-04-15 | NA |  |  | NA
1625 | ANGELENO SOLAR FARM | 2019-03-31 | 2019-04-15 | ACTIVE | C12 | Storage | Photovoltaic | Battery | Solar | 1150 | 1150 | 1150 | Full Capacity | LOS ANGELES | CA | SCE | Vincent Substation 500kV | 2023-06-01 | 2023-06-01 | NA |  |  | NA
1626 | SAGEBRUSH 6 HYBRID | 2019-04-05 | 2019-04-15 | ACTIVE | C12 | Photovoltaic | Storage | Solar | Battery | 116 | 113.96 | 200 | Full Capacity | KERN | CA | SCE | Vincent Substation 230kV | 2022-12-01 | 2022-12-01 | NA |  |  | NA
1628 | FORT TEJON SOLAR | 2019-04-05 | 2019-04-15 | ACTIVE | C12 | Photovoltaic | Storage | Solar | Battery | 310.2 | 306.26 | 300 | Full Capacity | LOS ANGELES | CA | SCE | Vincent Substation 230kV | 2023-12-31 | 2023-12-31 | NA |  |  | NA
1629 | HUMIDOR STORAGE 1 | 2019-04-11 | 2019-04-15 | ACTIVE | C12 | Storage |  | Battery |  | 305 |  | 300 | Full Capacity | LOS ANGELES | CA | SCE | Vincent Substation 230 kV | 2021-12-01 | 2021-12-01 | NA |  |  | NA
1631 | GLENFELIZ SOLAR FARM | 2019-04-01 | 2019-04-15 | ACTIVE | C12 | Storage | Photovoltaic | Battery | Solar | 500 | 500 | 500 | Full Capacity | KERN | CA | SCE | Windhub Substation 220kV | 2022-10-01 | 2022-10-01 | NA |  |  | NA
1632 | SANBORN HYBRID 3 | 2019-04-05 | 2019-04-15 | ACTIVE | C12 | Storage | Photovoltaic | Battery | Solar | 671.6 | 778.55 | 1500 | Full Capacity | KERN | CA | SCE | Windhub Substation 500kV | 2023-12-01 | 2023-12-01 | NA |  |  | NA
1635 | YEAGER HYBRID SOLAR | 2019-04-15 | 2019-04-15 | ACTIVE | C12 | Photovoltaic | Storage | Solar | Battery | 406.6 | 406.56 | 400 | Full Capacity | KERN | CA | SCE | Windhub Substation 500kV | 2022-11-30 | 2022-11-30 | NA |  |  | NA
1636 | CALYPSO SOLAR | 2019-04-04 | 2019-04-15 | ACTIVE | C12 | Storage | Photovoltaic | Battery | Solar | 200 | 400 | 400 | Full Capacity | RIVERSIDE | CA | SCE | Colorado River Substation 230kV | 2023-12-01 | 2023-12-01 | NA |  |  | NA
1637 | SOLO | 2019-04-05 | 2019-04-15 | ACTIVE | C12 | Storage | Photovoltaic | Battery | Solar | 518.4 | 518.4 | 500 | Full Capacity | RIVERSIDE | CA | SCE | Colorado River Substation 500kV | 2022-12-31 | 2022-12-31 | NA |  |  | NA
1640 | SUNNYNOOK SOLAR CENTER | 2019-04-12 | 2019-04-15 | ACTIVE | C12 | Photovoltaic | Storage | Solar | Battery | 514.4 | 514.35 | 500 | Full Capacity | RIVERSIDE | CA | SCE | Devers-San Bernardino Line 230 kV | 2023-06-01 | 2023-06-01 | NA |  |  | NA
1641 | RAMPA | 2019-04-05 | 2019-04-15 | ACTIVE | C12 | Storage |  | Battery |  | 101 |  | 100 | Full Capacity | SAN BERNARDINO | CA | SCE | Etiwanda Substation 230kV | 2022-12-31 | 2022-12-31 | NA |  |  | NA
1642 | OBERON | 2019-04-02 | 2019-04-15 | ACTIVE | C12 | Storage | Photovoltaic | Battery | Solar | 518.4 | 518.4 | 500 | Full Capacity | RIVERSIDE | CA | SCE | Red Bluff Substation 500kV | 2022-12-31 | 2022-12-31 | NA |  |  | NA
1643 | LYCAN SOLAR | 2019-04-04 | 2019-04-15 | ACTIVE | C12 | Photovoltaic | Storage | Solar | Battery | 400 | 200 | 400 | Full Capacity | RIVERSIDE | CA | SCE | Red Bluff Substation 500kV | 2023-12-01 | 2023-12-01 | NA |  |  | NA
1644 | SAN BERNARDINO BESS | 2019-04-10 | 2019-04-15 | ACTIVE | C12 | Storage |  | Battery |  | 308.1 |  | 300 | Full Capacity | SAN BERNARDINO | CA | SCE | San Bernardino Substation 220kV | 2021-10-31 | 2021-10-31 | NA |  |  | NA
1645 | MENIFEE POWER BANK | 2019-04-10 | 2019-04-15 | ACTIVE | C12 | Storage |  | Battery |  | 725 |  | 705 | Full Capacity | RIVERSIDE | CA | SCE | Valley Substation 500kV | 2022-12-01 | 2022-12-01 | NA |  |  | NA
1646 | DOUBLE BUTTE STORAGE | 2019-04-05 | 2019-04-15 | ACTIVE | C12 | Storage |  | Battery |  | 507.6 |  | 500 | Full Capacity | RIVERSIDE | CA | SCE | Valley Substation 500 kV | 2022-12-31 | 2022-12-31 | NA |  |  | NA
1647 | ANGORA SOLAR FARM | 2019-04-02 | 2019-04-15 | ACTIVE | C12 | Storage | Photovoltaic | Battery | Solar | 700 | 700 | 700 | Full Capacity | CLARK | NV | SCE | Mohave Substation 500kV | 2022-10-01 | 2022-10-01 | NA |  |  | NA
1648 | BULLHEAD SOLAR | 2019-04-05 | 2019-04-15 | ACTIVE | C12 | Photovoltaic | Storage | Solar | Battery | 400 | 200 | 400 | Full Capacity | CLARK | NV | SCE | Mohave Substation 500kV | 2023-12-01 | 2023-12-01 | NA |  |  | NA
1649 | BONANZA SOLAR | 2019-04-05 | 2019-04-15 | ACTIVE | C12 | Storage | Photovoltaic | Battery | Solar | 150 | 300 | 300 | Full Capacity | CLARK/NYE | NV | GWT | Innovation 230kV Sub | 2023-12-01 | 2023-12-01 | NA |  |  | NA
1650 | ROUGH HAT HYBRID SOLAR | 2019-04-15 | 2019-04-15 | ACTIVE | C12 | Photovoltaic | Storage | Solar | Battery | 204 | 200 | 200 | Full Capacity | NYE | NV | GWT | Trout Canyon Switching Station 230kV | 2022-11-30 | 2022-11-30 | NA |  |  | NA
1653 | SLOAN ENERGY CENTER | 2019-04-13 | 2019-04-15 | ACTIVE | C12 | Storage | Photovoltaic | Battery | Solar | 118.6 | 459.54 | 448 | Full Capacity | CLARK | NN | GWT | Sloan Canyon Switching Station 230kV | 2023-05-31 | 2023-05-31 | NA |  |  | NA
1654 | YELLOW PINE 3 | 2019-04-09 | 2019-04-15 | ACTIVE | C12 | Photovoltaic | Storage | Solar | Battery | 262 | 254.98 | 250 | Full Capacity | CLARK | NV | GWT | Trout Canyon Substation 230kV | 2025-12-31 | 2025-12-31 | NA |  |  | NA
1655 | BONANZA PEAK SOLAR FARM | 2019-04-12 | 2019-04-12 | ACTIVE | C12 | Storage | Photovoltaic | Battery | Solar | 200 | 441 | 400 | Full Capacity | CLARK AND NYE | NV | GWT | Trout Canyon Switching Station 230kV | 2022-12-16 | 2022-12-16 | NA |  |  | NA
1656 | GYPSY ESS | 2019-04-04 | 2019-04-15 | ACTIVE | C12 | Storage |  | Battery |  | 200 |  | 200 | Full Capacity | SAN DIEGO | CA | SDGE | Bay-Boulevard 230kV | 2023-12-01 | 2023-12-01 | NA |  |  | NA
1657 | SANDPIPER STORAGE | 2019-04-02 | 2019-04-15 | ACTIVE | C12 | Storage |  | Battery |  | 200 |  | 200 | Full Capacity | ORANGE | CA | SDGE | Capistrano-Pico 138kV | 2023-06-30 | 2023-06-30 | NA |  |  | NA
1658 | CARDINAL STORAGE | 2019-04-01 | 2019-04-15 | ACTIVE | C12 | Storage |  | Battery |  | 200 |  | 200 | Full Capacity | IMPERIAL | CA | SDGE | Imperial Valley Substation 230kV | 2023-06-30 | 2023-06-30 | NA |  |  | NA
1660 | ENERGIA SIERRA JUAREZ WIND 3 | 2019-03-29 | 2019-04-15 | ACTIVE | C12 | Wind Turbine |  | Wind Turbine |  | 352.5 |  | 300 | Full Capacity | TIJUANA | MX | SDGE | ECO Substation 230kV | 2023-12-31 | 2023-12-31 | NA |  |  | NA
1661 | OBSIDIAN WIND | 2019-04-05 | 2019-04-15 | ACTIVE | C12 | Wind Turbine |  | Wind Turbine |  | 300 |  | 300 | Full Capacity | BAJA CALIFORNIA | MX | SDGE | ECO Substation 230kV | 2024-12-01 | 2024-12-01 | NA |  |  | NA
1662 | VENTASSO ENERGY STORAGE | 2019-04-06 | 2019-04-15 | ACTIVE | C12 | Storage |  | Battery |  | 50.77 |  | 50 | Full Capacity | SAN DIEGO | CA | SDGE | EI Cajon Substation 69kV | 2022-11-30 | 2022-11-30 | NA |  |  | NA
1663 | HOODINI | 2019-04-13 | 2019-04-15 | ACTIVE | C12 | Storage | Photovoltaic | Battery | Solar | 112.6 | 459.54 | 450 | Full Capacity | YUMA COUNTY | NN | SDGE | Hoodoo Wash Substation 500kV | 2023-05-31 | 2023-05-31 | NA |  |  | NA
1664 | TERMOELECTRICA DE MEXICALI STORAGE | 2019-03-29 | 2019-04-15 | ACTIVE | C12 | Storage |  | Battery |  | 500 |  | 500 | Full Capacity | SONORA | MX | SDGE | Imperial Valley Substation 230kV | 2021-12-31 | 2021-12-31 | NA |  |  | NA
1665 | KINGSLEY SOLAR FARM | 2019-04-01 | 2019-04-15 | ACTIVE | C12 | Storage | Photovoltaic | Battery | Solar | 360 | 360 | 360 | Full Capacity | IMPERIAL | CA | SDGE | Imperial Valley Substation 230kV | 2023-06-01 | 2023-06-01 | NA |  |  | NA
1666 | SALTON SOLAR | 2019-04-05 | 2019-04-15 | ACTIVE | C12 | Storage | Photovoltaic | Battery | Solar | 210.6 | 421.2 | 400 | Full Capacity | IMPERIAL | CA | SDGE | Imperial Valley Substation 230kV | 2023-12-01 | 2023-12-01 | NA |  |  | NA
1667 | WISTARIA RANCH SOLAR 2 | 2019-04-12 | 2019-04-15 | ACTIVE | C12 | Photovoltaic | Storage | Solar | Battery | 153.7 | 52.13 | 150 | Full Capacity | IMPERIAL | CA | SDGE | Imperial Valley Substation 230kV | 2022-12-31 | 2022-12-31 | NA |  |  | NA
1668 | SUFFOLK STORAGE | 2019-04-12 | 2019-04-15 | ACTIVE | C12 | Storage |  | Battery |  | 51 |  | 50 | Full Capacity | SAN DIEGO | CA | SDGE | Mesa Heights Substation 69kV | 2021-12-01 | 2021-12-01 | NA |  |  | NA
1669 | POME BESS | 2019-04-13 | 2019-04-15 | ACTIVE | C12 | Storage |  | Battery |  | 101.5 |  | 100 | Full Capacity | SAN DIEGO | NN | SDGE | Pomerado Substation 69kV | 2023-05-31 | 2023-05-31 | NA |  |  | NA
1670 | PEREGRINE STORAGE | 2019-04-01 | 2019-04-15 | ACTIVE | C12 | Storage |  | Battery |  | 200 |  | 200 | Full Capacity | SAN DIEGO | CA | SDGE | Silvergate Substation 230kV | 2023-06-30 | 2023-06-30 | NA |  |  | NA
1671 | MARINE DEPOT | 2019-04-16 | 2019-04-15 | ACTIVE | C12 | Storage |  | Battery |  | 26.6 |  | 25 | Full Capacity | SAN DEIGO | NN | SDGE | Point Loma Substation 69kV | 2021-12-31 | 2021-12-31 | NA |  |  | NA
1672 | BOULDER OAKS HYBRID | 2019-04-05 | 2019-04-15 | ACTIVE | C12 | Wind Turbine | Storage | Wind Turbine | Battery | 205.8 | 205 | 400 | Full Capacity | SAN DIEGO | CA | SDGE | ECO-Miguel 500kV | 2021-09-30 | 2021-09-30 | NA |  |  | NA
1673 | NIGHTHAWK STORAGE | 2019-04-02 | 2019-04-15 | ACTIVE | C12 | Storage |  | Battery |  | 300 |  | 300 | Full Capacity | SAN DIEGO | CA | SDGE | Sycamore Canyon Substation 138kV | 2023-06-30 | 2023-06-30 | NA |  |  | NA
1674 | SV ENERGY STORAGE FACILITY | 2019-04-12 | 2019-04-15 | ACTIVE | C12 | Storage |  | Pumped-Storage hydro |  | 500 |  | 500 | Full Capacity | SAN DIEGO | CA | SDGE | Sycamore Canyon Substation 230kV | 2026-04-01 | 2026-04-01 | NA |  |  | NA
1675 | RESAVA ENERGY STORAGE | 2019-04-05 | 2019-04-15 | ACTIVE | C12 | Storage |  | Battery |  | 122 |  | 120 | Full Capacity | SAN DIEGO | CA | SDGE | Valley Center 69kV | 2021-12-31 | 2021-12-31 | NA |  |  | NA
N/A | Project not in queue
TBD | To be determined

## cns_mapping
CSP Category | RESOLVE Resource
Southern_PGE_Wind | Carrizo_Wind
Southern_PGE_Wind | Central_Valley_North_Los_Banos_Wind
Southern_PGE_Wind | Kern_Greater_Carrizo_Wind
Southern_PGE_Wind | Westlands_Ex_Wind
Southern_CA_Desert_Southern_NV_Wind | Greater_Imperial_Wind
Southern_CA_Desert_Southern_NV_Wind | SCADSNV_Wind
Southern_CA_Desert_Southern_NV_Wind | Southern_California_Desert_Ex_Wind
Southern_CA_Desert_Southern_NV_Wind | Southern_Nevada_Wind
Greater_Kramer_Wind | Greater_Kramer_Wind
Greater_Kramer_Wind | Kramer_Inyokern_Ex_Wind
Sacramento_River_Wind | Humboldt_Wind
Sacramento_River_Wind | Northern_California_Ex_Wind
Sacramento_River_Wind | Sacramento_River_Wind
Sacramento_River_Wind | Solano_subzone_Wind
Sacramento_River_Wind | Solano_Wind
Tehachapi_Wind | Tehachapi_Wind
Wyoming_Wind | Wyoming_Wind
New_Mexico_Wind | New_Mexico_Wind
NW_Ext_Tx_Wind | NW_Ext_Tx_Wind
SW_Ext_Tx_Wind | SW_Ext_Tx_Wind
Humboldt_Bay_Offshore_Wind | Cape_Mendocino_Offshore_Wind
Humboldt_Bay_Offshore_Wind | Del_Norte_Offshore_Wind
Humboldt_Bay_Offshore_Wind | Humboldt_Bay_Offshore_Wind
Diablo_Canyon_Offshore_Wind | Diablo_Canyon_Offshore_Wind_Ext_Tx
Diablo_Canyon_Offshore_Wind | Diablo_Canyon_Offshore_Wind
Diablo_Canyon_Offshore_Wind | Morro_Bay_Offshore_Wind
Southern_PGE_Solar | Carrizo_Solar
Southern_PGE_Solar | Central_Valley_North_Los_Banos_Solar
Southern_PGE_Solar | Kern_Greater_Carrizo_Solar
Southern_PGE_Solar | Westlands_Ex_Solar
Southern_PGE_Solar | Westlands_Solar
Southern_CA_Desert_Southern_NV_Solar | Greater_Imperial_Solar
Southern_CA_Desert_Southern_NV_Solar | Riverside_Palm_Springs_Solar
Southern_CA_Desert_Southern_NV_Solar | SCADSNV_Solar
Southern_CA_Desert_Southern_NV_Solar | Southern_California_Desert_Ex_Solar
Southern_CA_Desert_Southern_NV_Solar | Southern_Nevada_Solar
Southern_CA_Desert_Southern_NV_Solar | Mountain_Pass_El_Dorado_Solar
Southern_CA_Desert_Southern_NV_Solar | Arizona_Solar
Greater_Kramer_Solar | Inyokern_North_Kramer_Solar
Greater_Kramer_Solar | Kramer_Inyokern_Ex_Solar
Greater_Kramer_Solar | North_Victor_Solar
Sacramento_River_Solar | Northern_California_Ex_Solar
Sacramento_River_Solar | Sacramento_River_Solar
Sacramento_River_Solar | Solano_Solar
Sacramento_River_Solar | Solano_subzone_Solar
Tehachapi_Solar | Tehachapi_Solar
Tehachapi_Solar | Tehachapi_Ex_Solar